## New in 2030
ID | From Number | From Name | From Zone Name | To Zone Name | From Nom kV | To Number | To Name | To Nom kV | Circuit | Status | R | X | B | Tap Ratio | Phase (Deg) | Lim MVA A | Lim MVA B | Lim MVA C | Distance Between Substations (Miles) | Length, Estimated from X and B (Miles) | 2019 Index | Is New? | 2019 Status | delta R | delta X | delta B | delta A rate | delta C rate
1129_1132_3W | 1129 | GOWANUS | NYC | NYC | 345 | 1132 | FARRAGUT | 345 | 3W | Closed | 9e-05 | 0.00138 | 0.03567 | 1 | 0 | 1216 | 2454 | 1804 | 3.1 | 3.5 | #N/A | New | Not 2019 | - | - | - | - | -
1129_1528_3W | 1129 | GOWANUS | NYC | NYC | 345 | 1528 | GOWANUS | 345 | 3W | Open | 0.00044 | 0.075 | 0 | 1 | 0 | 1000 | 1000 | 1000 | 0 | 0 | #N/A | New | Not 2019 | - | - | - | - | -
1130_1529_3W | 1130 | RAINEY | NYC | NYC | 345 | 1529 | RAINEY | 138 | 3W | Closed | 0.00124 | 0.065 | 0 | 1 | 0 | 750 | 750 | 750 | 0 | 0 | #N/A | New | Not 2019 | - | - | - | - | -
1130_1529_4W | 1130 | RAINEY | NYC | NYC | 345 | 1529 | RAINEY | 138 | 4W | Closed | 0.00124 | 0.065 | 0 | 1 | 0 | 750 | 750 | 750 | 0 | 0 | #N/A | New | Not 2019 | - | - | - | - | -
1131_1530_3W | 1131 | HUDSON AVENUE | NYC | NYC | 138 | 1530 | FARRAGUT | 138 | 3W | Closed | 4e-05 | 0.0002 | 0.00155 | 1 | 0 | 562 | 562 | 562 | 0.2 | 0.3 | #N/A | New | Not 2019 | - | - | - | - | -
1131_1530_4W | 1131 | HUDSON AVENUE | NYC | NYC | 138 | 1530 | FARRAGUT | 138 | 4W | Closed | 4e-05 | 0.0002 | 0.00155 | 1 | 0 | 562 | 562 | 562 | 0.2 | 0.3 | #N/A | New | Not 2019 | - | - | - | - | -
1131_628_3W | 1131 | HUDSON AVENUE | NYC | NYC | 138 | 628 | JAMAICA | 138 | 3W | Closed | 0.00224 | 0.01122 | 0.08497 | 1 | 0 | 562 | 562 | 562 | 8.8 | 15.3 | #N/A | New | Not 2019 | - | - | - | - | -
1131_628_4W | 1131 | HUDSON AVENUE | NYC | NYC | 138 | 628 | JAMAICA | 138 | 4W | Closed | 0.00224 | 0.01122 | 0.08497 | 1 | 0 | 562 | 562 | 562 | 8.8 | 15.3 | #N/A | New | Not 2019 | - | - | - | - | -
1132_1530_3W | 1132 | FARRAGUT | NYC | NYC | 345 | 1530 | FARRAGUT | 138 | 3W | Closed | 0.00124 | 0.0559 | 0 | 1 | 0 | 700 | 700 | 700 | 0 | 0 | #N/A | New | Not 2019 | - | - | - | - | -
1132_1530_4W | 1132 | FARRAGUT | NYC | NYC | 345 | 1530 | FARRAGUT | 138 | 4W | Closed | 0.00124 | 0.0559 | 0 | 1 | 0 | 700 | 700 | 700 | 0 | 0 | #N/A | New | Not 2019 | - | - | - | - | -
1134_1136_2 | 1134 | LEONARD STREET | NYC | NYC | 345 | 1136 | WEST 49TH STREET | 345 | 2 | Closed | 9e-05 | 0.00143 | 0.03705 | 1 | 0 | 2454 | 2454 | 2454 | 3.3 | 3.6 | #N/A | New | Not 2019 | - | - | - | - | -
1134_1531_2 | 1134 | LEONARD STREET | NYC | NYC | 345 | 1531 | LEONARD STREET | 345 | 2 | Closed | 0.00044 | 0.075 | 0 | 1 | 0 | 1000 | 1000 | 1000 | 0 | 0 | #N/A | New | Not 2019 | - | - | - | - | -
1144_842_1 | 1144 | TAP141013 | Long Island | Long Island | 138 | 842 | RULAND ROAD | 138 | 1 | Closed | 0.00157 | 0.02373 | 0.01327 | 1 | 0 | 449 | 510 | 578 | 8.4 | 8.8 | #N/A | New | Not 2019 | - | - | - | - | -
1230_1546_2 | 1230 | MOSES | Mohawk Valley | Mohawk Valley | 230 | 1546 | MOSES | 115 | 2 | Closed | 0.0004 | 0.04 | 0 | 1 | 0 | 500 | 500 | 500 | 0 | 0 | #N/A | New | Not 2019 | - | - | - | - | -
1235_1551_W | 1235 | ROCHESTER #80 | Genesse | Genesse | 345 | 1551 | ROCHESTER #80 | 115 | W | Closed | 0.0006 | 0.0524 | 0 | 1 | 0 | 600 | 600 | 600 | 0 | 0 | #N/A | New | Not 2019 | - | - | - | - | -
1244_1413_1 | 1244 | WATERCURE | Central | West | 345 | 1413 | FIVE MILE | 345 | 1 | Closed | 0.004 | 0.05 | 0.725 | 1 | 0 | 1216 | 2454 | 1216 | 87.2 | 94.1 | #N/A | New | Not 2019 | - | - | - | - | -
1299_1248_1 | 1299 | DYSINGER | West | West | 345 | 1248 | STOLLE ROAD | 345 | 1 | Closed | 0.00101 | 0.012 | 0.18 | 1 | 0 | 1216 | 2454 | 1804 | 21.8 | 23 | #N/A | New | Not 2019 | - | - | - | - | -
1314_1571_2 | 1314 | PACKARD | West | West | 230 | 1571 | PACKARD | 115 | 2 | Closed | 0.00149 | 0.0623 | 0 | 1 | 0 | 326 | 369 | 423 | 0 | 0 | #N/A | New | Not 2019 | - | - | - | - | -
1314_1571_3 | 1314 | PACKARD | West | West | 230 | 1571 | PACKARD | 115 | 3 | Closed | 0.00149 | 0.0623 | 0 | 1 | 0 | 326 | 369 | 423 | 0 | 0 | #N/A | New | Not 2019 | - | - | - | - | -
1468_601_2 | 1468 | UNKNOWN124169 | NYC | NYC | 138 | 601 | CORONA | 138 | 2 | Closed | 0.00078 | 0.00387 | 0.02935 | 1 | 0 | 261 | 562 | 432 | 3.4 | 5.3 | #N/A | New | Not 2019 | - | - | - | - | -
1468_601_3 | 1468 | UNKNOWN124169 | NYC | NYC | 138 | 601 | CORONA | 138 | 3 | Closed | 0.00078 | 0.00387 | 0.02935 | 1 | 0 | 261 | 562 | 432 | 3.4 | 5.3 | #N/A | New | Not 2019 | - | - | - | - | -
1493_597_3 | 1493 | EAST ASTORIA | NYC | NYC | 138 | 597 | NORTH QUEENS | 138 | 3 | Closed | 6e-05 | 0.00029 | 0.00217 | 1 | 0 | 562 | 562 | 562 | 0.2 | 0.4 | #N/A | New | Not 2019 | - | - | - | - | -
1493_597_W | 1493 | EAST ASTORIA | NYC | NYC | 138 | 597 | NORTH QUEENS | 138 | W | Closed | 6e-05 | 0.00029 | 0.00217 | 1 | 0 | 562 | 562 | 562 | 0.2 | 0.4 | #N/A | New | Not 2019 | - | - | - | - | -
1494_1497_1 | 1494 | SHORE RD | Long Island | Long Island | 69 | 1497 | EAST GARDEN CITY | 69 | 1 | Closed | 0.00126 | 0.09541 | 0.00243 | 1 | 0 | 150 | 249 | 190 | 7.3 | 7.5 | #N/A | New | Not 2019 | - | - | - | - | -
1494_1497_2 | 1494 | SHORE RD | Long Island | Long Island | 69 | 1497 | EAST GARDEN CITY | 69 | 2 | Closed | 0.00126 | 0.09541 | 0.00243 | 1 | 0 | 150 | 249 | 190 | 7.3 | 7.5 | #N/A | New | Not 2019 | - | - | - | - | -
1494_1497_3 | 1494 | SHORE RD | Long Island | Long Island | 69 | 1497 | EAST GARDEN CITY | 69 | 3 | Closed | 0.00126 | 0.09541 | 0.00243 | 1 | 0 | 150 | 249 | 190 | 7.3 | 7.5 | #N/A | New | Not 2019 | - | - | - | - | -
1494_1506_1 | 1494 | SHORE RD | Long Island | NYC | 69 | 1506 | JAMAICA | 69 | 1 | Closed | 0.00321 | 0.0125 | 0.0553 | 1 | 0 | 249 | 249 | 275 | 12.8 | 13 | #N/A | New | Not 2019 | - | - | - | - | -
1494_1506_2 | 1494 | SHORE RD | Long Island | NYC | 69 | 1506 | JAMAICA | 69 | 2 | Closed | 0.00321 | 0.0125 | 0.0553 | 1 | 0 | 249 | 249 | 275 | 12.8 | 13 | #N/A | New | Not 2019 | - | - | - | - | -
1494_1506_3 | 1494 | SHORE RD | Long Island | NYC | 69 | 1506 | JAMAICA | 69 | 3 | Closed | 0.00321 | 0.0125 | 0.0553 | 1 | 0 | 249 | 249 | 275 | 12.8 | 13 | #N/A | New | Not 2019 | - | - | - | - | -
1497_1506_1 | 1497 | EAST GARDEN CITY | Long Island | NYC | 69 | 1506 | JAMAICA | 69 | 1 | Closed | 0.0094 | 0.0509 | 0.0098 | 1 | 0 | 120 | 249 | 153 | 10.9 | 11 | #N/A | New | Not 2019 | - | - | - | - | -
1497_1506_2 | 1497 | EAST GARDEN CITY | Long Island | NYC | 69 | 1506 | JAMAICA | 69 | 2 | Closed | 0.0094 | 0.0509 | 0.0098 | 1 | 0 | 120 | 249 | 153 | 10.9 | 11 | #N/A | New | Not 2019 | - | - | - | - | -
1497_1506_3 | 1497 | EAST GARDEN CITY | Long Island | NYC | 69 | 1506 | JAMAICA | 69 | 3 | Closed | 0.0094 | 0.0509 | 0.0098 | 1 | 0 | 120 | 249 | 153 | 10.9 | 11 | #N/A | New | Not 2019 | - | - | - | - | -
246_247_1 | 246 | UNKNOWN125189 | Genesse | Genesse | 115 | 247 | UNKNOWN125190 | 115 | 1 | Closed | 0.00475 | 0.01964 | 0.00325 | 1 | 0 | 167 | 556 | 210 | 2.9 | 3.9 | #N/A | New | Not 2019 | - | - | - | - | -
26_1468_2 | 26 | UNKNOWN124169 | NYC | NYC | 345 | 1468 | UNKNOWN124169 | 138 | 2 | Closed | 0.00124 | 0.0559 | 0 | 1 | 0 | 1347 | 1347 | 1347 | 0 | 0 | #N/A | New | Not 2019 | - | - | - | - | -
270_271_2W | 270 | HINMAN | West | West | 115 | 271 | UNKNOWN125339 | 115 | 2W | Closed | 0.00053 | 0.0022 | 0.00037 | 1 | 0 | 220 | 556 | 280 | 0.3 | 0.4 | #N/A | New | Not 2019 | - | - | - | - | -
271_1562_3W | 271 | UNKNOWN125339 | West | West | 115 | 1562 | ROBINSON ROAD | 115 | 3W | Closed | 0.0012 | 0.00494 | 0.00082 | 1 | 0 | 167 | 556 | 210 | 0.7 | 1 | #N/A | New | Not 2019 | - | - | - | - | -
490_992_1 | 490 | UNKNOWN127981 | Capital | Capital | 115 | 992 | TAP139865 | 115 | 1 | Closed | 0.01727 | 0.07139 | 0.01182 | 1 | 0 | 167 | 556 | 210 | 14.2 | 14.4 | #N/A | New | Not 2019 | - | - | - | - | -
547_594_5W | 547 | UNKNOWN129188 | Dunwoodie | Dunwoodie | 345 | 594 | SPRAIN BROOK | 345 | 5W | Closed | 0.00028 | 0.0043 | 0.11125 | 1 | 0 | 1216 | 2454 | 1804 | 8.4 | 10.8 | #N/A | New | Not 2019 | - | - | - | - | -
547_897_4W | 547 | UNKNOWN129188 | Dunwoodie | Millwood | 345 | 897 | MILLWOOD | 345 | 4W | Closed | 0.00028 | 0.0043 | 0.11121 | 1 | 0 | 1216 | 2454 | 1804 | 8.2 | 10.8 | #N/A | New | Not 2019 | - | - | - | - | -
547_897_5W | 547 | UNKNOWN129188 | Dunwoodie | Millwood | 345 | 897 | MILLWOOD | 345 | 5W | Closed | 0.00028 | 0.0043 | 0.11121 | 1 | 0 | 1216 | 2454 | 1804 | 8.2 | 10.8 | #N/A | New | Not 2019 | - | - | - | - | -
547_900_2W | 547 | UNKNOWN129188 | Dunwoodie | Millwood | 345 | 900 | BUCHANAN | 345 | 2W | Closed | 0.0006 | 0.00919 | 0.23757 | 1 | 0 | 1216 | 2454 | 1804 | 14.3 | 23.1 | #N/A | New | Not 2019 | - | - | - | - | -
557_1493_3 | 557 | EAST ASTORIA | NYC | NYC | 345 | 1493 | EAST ASTORIA | 138 | 3 | Closed | 0.0012 | 0.055 | 0 | 1 | 0 | 1292 | 1347 | 1395 | 0 | 0 | #N/A | New | Not 2019 | - | - | - | - | -
560_1494_3 | 560 | SHORE RD | Long Island | Long Island | 345 | 1494 | SHORE RD | 69 | 3 | Closed | 0.00106 | 0.0574 | 0 | 1 | 0 | 500 | 500 | 500 | 0 | 0 | #N/A | New | Not 2019 | - | - | - | - | -
571_1129_2W | 571 | UNKNOWN129920 | NYC | NYC | 345 | 1129 | GOWANUS | 345 | 2W | Closed | 0.00181 | 0.125 | 0.05559 | 1 | 0 | 936 | 936 | 936 | 10.6 | 41.2 | #N/A | New | Not 2019 | - | - | - | - | -
580_1495_2W | 580 | NEWBRIDGE ROAD | Long Island | Long Island | 345 | 1495 | NEWBRIDGE ROAD | 69 | 2W | Closed | 0.00106 | 0.0574 | 0 | 1.025 | 0 | 450 | 450 | 450 | 0 | 0 | #N/A | New | Not 2019 | - | - | - | - | -
580_1496_3W | 580 | NEWBRIDGE ROAD | Long Island | Long Island | 345 | 1496 | NEWBRIDGE ROAD | 138 | 3W | Closed | 1e-05 | 0.03356 | 0 | 1 | 0 | 775 | 775 | 775 | 0 | 0 | #N/A | New | Not 2019 | - | - | - | - | -
580_1496_4W | 580 | NEWBRIDGE ROAD | Long Island | Long Island | 345 | 1496 | NEWBRIDGE ROAD | 138 | 4W | Closed | 1e-05 | 0.03356 | 0 | 1 | 0 | 775 | 775 | 775 | 0 | 0 | #N/A | New | Not 2019 | - | - | - | - | -
580_589_3W | 580 | NEWBRIDGE ROAD | Long Island | Long Island | 345 | 589 | EAST GARDEN CITY | 345 | 3W | Closed | 0.00012 | 0.00182 | 0.04707 | 1 | 0 | 1216 | 2454 | 1804 | 3.7 | 4.6 | #N/A | New | Not 2019 | - | - | - | - | -
580_589_4W | 580 | NEWBRIDGE ROAD | Long Island | Long Island | 345 | 589 | EAST GARDEN CITY | 345 | 4W | Closed | 0.00012 | 0.00182 | 0.04707 | 1 | 0 | 1216 | 2454 | 1804 | 3.7 | 4.6 | #N/A | New | Not 2019 | - | - | - | - | -
593_1501_1W | 593 | DUNWOODIE | Dunwoodie | Dunwoodie | 345 | 1501 | DUNWOODIE | 138 | 1W | Closed | 0.00133 | 0.0571 | 0 | 1 | 0 | 850 | 850 | 850 | 0 | 0 | #N/A | New | Not 2019 | - | - | - | - | -
593_1501_2W | 593 | DUNWOODIE | Dunwoodie | Dunwoodie | 345 | 1501 | DUNWOODIE | 138 | 2W | Closed | 0.00133 | 0.0571 | 0 | 1 | 0 | 850 | 850 | 850 | 0 | 0 | #N/A | New | Not 2019 | - | - | - | - | -
594_1502_4W | 594 | SPRAIN BROOK | Dunwoodie | Dunwoodie | 345 | 1502 | SPRAIN BROOK | 138 | 4W | Closed | 0.00124 | 0.0669 | 0 | 1 | 0 | 700 | 700 | 700 | 0 | 0 | #N/A | New | Not 2019 | - | - | - | - | -
596_1502_4W | 596 | TREMONT | NYC | Dunwoodie | 138 | 1502 | SPRAIN BROOK | 138 | 4W | Closed | 0.00153 | 0.00767 | 0.05812 | 1 | 0 | 562 | 562 | 562 | 7.9 | 10.4 | #N/A | New | Not 2019 | - | - | - | - | -
601_628_W | 601 | CORONA | NYC | NYC | 138 | 628 | JAMAICA | 138 | W | Closed | 0.00085 | 0.00423 | 0.03207 | 1 | 0 | 311 | 311 | 311 | 3.8 | 5.8 | #N/A | New | Not 2019 | - | - | - | - | -
651_818_2 | 651 | PLEASANT VALLEY | Hudson Valley | Hudson Valley | 345 | 818 | LEEDS | 345 | 2 | Closed | 0.00115 | 0.01759 | 0.45472 | 1 | 0 | 1216 | 2454 | 1804 | 36.3 | 44.2 | #N/A | New | Not 2019 | - | - | - | - | -
659_512_2W | 659 | TAP135693 | Hudson Valley | Hudson Valley | 115 | 512 | UNKNOWN128280 | 115 | 2W | Closed | 0.03212 | 0.13281 | 0.02199 | 1 | 0 | 210 | 556 | 250 | 18.3 | 26.7 | #N/A | New | Not 2019 | - | - | - | - | -
761_993_W | 761 | TAP135975 | North | North | 230 | 993 | PLATTSBURGH | 230 | W | Closed | 0.00123 | 0.0104 | 0.037 | 1 | 0 | 453 | 936 | 579 | 8.7 | 9.7 | #N/A | New | Not 2019 | - | - | - | - | -
768_1230_W | 768 | WILLIS | Mohawk Valley | Mohawk Valley | 230 | 1230 | MOSES | 230 | W | Closed | 0.00736 | 0.05918 | 0.2258 | 1 | 0 | 453 | 936 | 579 | 34.6 | 57.1 | #N/A | New | Not 2019 | - | - | - | - | -
800_1233_2 | 800 | NEW SCOTLAND | Capital | Mohawk Valley | 345 | 1233 | EDIC | 345 | 2 | Closed | 0.0014 | 0.04 | 0.78 | 1 | 0 | 1800 | 2454 | 1800 | 77.1 | 87.3 | #N/A | New | Not 2019 | - | - | - | - | -
800_1233_3 | 800 | NEW SCOTLAND | Capital | Mohawk Valley | 345 | 1233 | EDIC | 345 | 3 | Closed | 0.0014 | 0.04 | 0.78 | 1 | 0 | 1800 | 2454 | 1800 | 77.1 | 87.3 | #N/A | New | Not 2019 | - | - | - | - | -
800_818_N | 800 | NEW SCOTLAND | Capital | Hudson Valley | 345 | 818 | LEEDS | 345 | N | Closed | 0.00076 | 0.01159 | 0.29954 | 1 | 0 | 1216 | 2454 | 1804 | 23.9 | 29.1 | #N/A | New | Not 2019 | - | - | - | - | -
802_651_1 | 802 | TAP136075 | Capital | Hudson Valley | 345 | 651 | PLEASANT VALLEY | 345 | 1 | Closed | 0.00173 | 0.02982 | 0.57244 | 1 | 0 | 1800 | 2454 | 1800 | 61.6 | 64.6 | #N/A | New | Not 2019 | - | - | - | - | -
803_512_2W | 803 | TAP136076 | Capital | Hudson Valley | 115 | 512 | UNKNOWN128280 | 115 | 2W | Closed | 0.02853 | 0.11796 | 0.01953 | 1 | 0 | 167 | 556 | 210 | 23.1 | 23.7 | #N/A | New | Not 2019 | - | - | - | - | -
993_1527_3 | 993 | PLATTSBURGH | North | North | 230 | 1527 | PLATTSBURGH | 115 | 3 | Closed | 0.006 | 0.05 | 0 | 1 | 0 | 500 | 500 | 800 | 0 | 0 | #N/A | New | Not 2019 | - | - | - | - | -

## Rerate or reconductor 2030
ID | From Number | From Name | From Zone Name | To Zone Name | From Nom kV | To Number | To Name | To Nom kV | Circuit | Status | R | X | B | Tap Ratio | Phase (Deg) | Lim MVA A | Lim MVA B | Lim MVA C | Distance Between Substations (Miles) | Length, Estimated from X and B (Miles) | 2019 Index | Is New? | 2019 Status | delta R | delta X | delta B | delta A rate | delta C rate | Change?
1_1551_1 | 1 | MORTIMER | Genesse | Genesse | 115 | 1551 | ROCHESTER #80 | 115 | 1 | Closed | 0.00477 | 0.01973 | 0.00327 | 1 | 0 | 556 | 556 | 600 | 3.4 | 4 | 9 | Old | Closed | 0 | 0 | 0 | 0 | 44 | TRUE
1_1551_2 | 1 | MORTIMER | Genesse | Genesse | 115 | 1551 | ROCHESTER #80 | 115 | 2 | Closed | 0.00437 | 0.01805 | 0.00299 | 1 | 0 | 556 | 556 | 600 | 3.4 | 3.6 | 10 | Old | Closed | 0 | 0 | 0 | 0 | 44 | TRUE
1002_1193_1 | 1002 | TAP140316 | Mohawk Valley | Mohawk Valley | 115 | 1193 | TAP141229 | 115 | 1 | Closed | 0.00442 | 0.01826 | 0.00302 | 1 | 0 | 222 | 211 | 244 | 2.8 | 3.7 | 21 | Old | Closed | 0 | 0 | 0 | 11 | 33 | TRUE
1012_1015_1 | 1012 | TAP140326 | Mohawk Valley | Mohawk Valley | 115 | 1015 | TAP140329 | 115 | 1 | Closed | 0.00718 | 0.02969 | 0.00492 | 1 | 0 | 167 | 556 | 220 | 4.4 | 6 | 45 | Old | Closed | 0 | 0 | 0 | 0 | 10 | TRUE
1013_1016_1 | 1013 | TAP140327 | Mohawk Valley | Mohawk Valley | 115 | 1016 | TAP140330 | 115 | 1 | Closed | 0.00716 | 0.02961 | 0.0049 | 1 | 0 | 167 | 556 | 220 | 4.4 | 6 | 49 | Old | Closed | 0 | 0 | 0 | 0 | 10 | TRUE
1015_1194_1 | 1015 | TAP140329 | Mohawk Valley | Mohawk Valley | 115 | 1194 | TAP141230 | 115 | 1 | Closed | 0.00998 | 0.04128 | 0.00684 | 1 | 0 | 222 | 556 | 244 | 6.2 | 8.3 | 56 | Old | Closed | 0 | 0 | 0 | 55 | 34 | TRUE
1027_1049_1 | 1027 | TAP140344 | Mohawk Valley | Mohawk Valley | 115 | 1049 | TAP140367 | 115 | 1 | Closed | 0.01103 | 0.04559 | 0.00755 | 1 | 0 | 211 | 556 | 232 | 7.8 | 9.2 | 84 | Old | Closed | 0 | 0 | 0 | 44 | 22 | TRUE
1028_1050_1 | 1028 | TAP140345 | Mohawk Valley | Mohawk Valley | 115 | 1050 | TAP140368 | 115 | 1 | Closed | 0.01104 | 0.04567 | 0.00756 | 1 | 0 | 211 | 556 | 232 | 7.8 | 9.2 | 87 | Old | Closed | 0 | 0 | 0 | 44 | 22 | TRUE
110_1568_1 | 110 | UNKNOWN124640 | Central | Central | 115 | 1568 | HILLSIDE | 115 | 1 | Closed | 0.01636 | 0.06764 | 0.0112 | 1 | 0 | 222 | 556 | 254 | 10.2 | 13.6 | 284 | Old | Closed | 0 | 0 | 0 | 55 | 44 | TRUE
1144_1166_1 | 1144 | TAP141013 | Long Island | Long Island | 138 | 1166 | PILGRIM | 138 | 1 | Closed | 0.0002 | 0.00318 | 0.001 | 1 | 0 | 600 | 600 | 600 | 0.2 | 0.9 | 409 | Old | Closed | 0.00012 | 0.00218 | 0.00075 | 0 | 0 | TRUE
1144_555_1 | 1144 | TAP141013 | Long Island | Long Island | 138 | 555 | UNKNOWN129500 | 138 | 1 | Closed | 0.00299 | 0.016 | 0.112 | 1 | 0 | 300 | 300 | 360 | 11.2 | 20.9 | 412 | Old | Closed | 0 | 0 | 0 | 0 | 60 | TRUE
1193_23_1 | 1193 | TAP141229 | Mohawk Valley | Mohawk Valley | 115 | 23 | UNKNOWN124160 | 115 | 1 | Closed | 0.00673 | 0.02783 | 0.00461 | 1 | 0 | 222 | 556 | 244 | 4.2 | 5.6 | 508 | Old | Closed | 0 | 0 | 0 | 55 | 34 | TRUE
1194_23_1 | 1194 | TAP141230 | Mohawk Valley | Mohawk Valley | 115 | 23 | UNKNOWN124160 | 115 | 1 | Closed | 0.00672 | 0.0278 | 0.0046 | 1 | 0 | 222 | 556 | 244 | 4.2 | 5.6 | 510 | Old | Closed | 0 | 0 | 0 | 55 | 34 | TRUE
1218_1466_1 | 1218 | TAP141297 | Central | Central | 115 | 1466 | TAP173592 | 115 | 1 | Closed | 0 | 2e-05 | 0 | 1 | 0 | 211 | 556 | 232 | 0 | 0 | 569 | Old | Closed | 0 | 0 | 0 | 44 | 22 | TRUE
1233_1549_1 | 1233 | EDIC | Mohawk Valley | Mohawk Valley | 345 | 1549 | EDIC | 230 | 1 | Closed | 0.00044 | 0.02341 | 0 | 1 | 0 | 800 | 541 | 1245 | 0 | 0 | 598 | Old | Closed | 0 | 0 | 0 | 0 | 45 | TRUE
1357_1451_1 | 1357 | TAP158328 | West | West | 115 | 1451 | TAP172056 | 115 | 1 | Closed | 0.00932 | 0.03853 | 0.00638 | 1 | 0 | 222 | 556 | 244 | 3.9 | 7.7 | 844 | Old | Closed | 0 | 0 | 0 | 55 | 34 | TRUE
1357_277_1 | 1357 | TAP158328 | West | West | 115 | 277 | SANBORN | 115 | 1 | Closed | 2e-05 | 9e-05 | 1e-05 | 1 | 0 | 211 | 556 | 235 | 0 | 0 | 845 | Old | Closed | 0 | 0 | 0 | 44 | 25 | TRUE
139_140_1 | 139 | PERRY #162 | West | West | 115 | 140 | SOUTH PERRY | 115 | 1 | Closed | 9e-05 | 0.00037 | 6e-05 | 1 | 0 | 220 | 556 | 242 | 0.1 | 0.1 | 871 | Old | Closed | 0 | 0 | 0 | 53 | 32 | TRUE
1402_1408_1 | 1402 | RISER161217 | Genesse | Genesse | 115 | 1408 | RISER161223 | 115 | 1 | Closed | 0.00056 | 0.00234 | 0.00039 | 1 | 0 | 250 | 556 | 275 | 0.4 | 0.5 | 876 | Old | Closed | 0 | 0 | 0 | 83 | 65 | TRUE
1501_600_1 | 1501 | DUNWOODIE | Dunwoodie | NYC | 138 | 600 | EAST 179TH STREET | 138 | 1 | Closed | 0.00131 | 0.00653 | 0.04945 | 1 | 0 | 562 | 562 | 600 | 6.5 | 8.9 | 969 | Old | Closed | 0 | 0 | 0 | 0 | 38 | TRUE
1501_600_2 | 1501 | DUNWOODIE | Dunwoodie | NYC | 138 | 600 | EAST 179TH STREET | 138 | 2 | Closed | 0.00131 | 0.00653 | 0.04945 | 1 | 0 | 562 | 562 | 600 | 6.5 | 8.9 | 970 | Old | Closed | 0 | 0 | 0 | 0 | 38 | TRUE
1501_600_3 | 1501 | DUNWOODIE | Dunwoodie | NYC | 138 | 600 | EAST 179TH STREET | 138 | 3 | Closed | 0.00131 | 0.00653 | 0.04945 | 1 | 0 | 562 | 562 | 600 | 6.5 | 8.9 | 971 | Old | Closed | 0 | 0 | 0 | 0 | 38 | TRUE
1571_1432_1 | 1571 | PACKARD | West | West | 115 | 1432 | TAP166949 | 115 | 1 | Closed | 0.00025 | 0.00102 | 0.00017 | 1 | 0 | 250 | 556 | 280 | 0.1 | 0.2 | 1032 | Old | Closed | 0 | 0 | 0 | 83 | 70 | TRUE
192_1527_1 | 192 | UNKNOWN125031 | North | North | 115 | 1527 | PLATTSBURGH | 115 | 1 | Closed | 0.00454 | 0.01879 | 0.00311 | 1 | 0 | 275 | 556 | 330 | 3.4 | 3.8 | 1081 | Old | Closed | 0 | 0 | 0 | 108 | 120 | TRUE
192_1527_2 | 192 | UNKNOWN125031 | North | North | 115 | 1527 | PLATTSBURGH | 115 | 2 | Closed | 0.00534 | 0.0184 | 0.00323 | 1 | 0 | 275 | 556 | 330 | 3.4 | 3.8 | 1082 | Old | Closed | 0.00194 | 0.00436 | 0.0009 | 108 | 120 | TRUE
35_36_1 | 35 | UNKNOWN124202 | North | North | 115 | 36 | UNKNOWN124203 | 115 | 1 | Closed | 0.00018 | 0.00076 | 0.00013 | 1 | 0 | 220 | 563 | 265 | 0.1 | 0.2 | 1243 | Old | Closed | 0 | 0 | 0 | 45 | 90 | TRUE
35_36_2 | 35 | UNKNOWN124202 | North | North | 115 | 36 | UNKNOWN124203 | 115 | 2 | Closed | 0.00018 | 0.00076 | 0.00013 | 1 | 0 | 220 | 563 | 265 | 0.1 | 0.2 | 1244 | Old | Closed | 0 | 0 | 0 | 45 | 90 | TRUE
35_485_1 | 35 | UNKNOWN124202 | North | North | 115 | 485 | UNKNOWN127973 | 115 | 1 | Closed | 0.01865 | 0.07712 | 0.01277 | 1 | 0 | 221 | 556 | 244 | 13.9 | 15.5 | 1245 | Old | Closed | 0 | 0 | 0 | 105 | 99 | TRUE
35_485_2 | 35 | UNKNOWN124202 | North | North | 115 | 485 | UNKNOWN127973 | 115 | 2 | Closed | 0.01865 | 0.07712 | 0.01277 | 1 | 0 | 221 | 556 | 244 | 13.9 | 15.5 | 1246 | Old | Closed | 0 | 0 | 0 | 105 | 99 | TRUE
356_1462_1 | 356 | UNKNOWN125475 | Central | Central | 115 | 1462 | TAP173588 | 115 | 1 | Closed | 0.00328 | 0.01355 | 0.00224 | 1 | 0 | 211 | 211 | 232 | 2.3 | 2.7 | 1251 | Old | Closed | 0 | 0 | 0 | 0 | 21 | TRUE
356_1556_1 | 356 | UNKNOWN125475 | Central | Central | 115 | 1556 | SITHE | 115 | 1 | Closed | 0.00165 | 0.00683 | 0.00113 | 1 | 0 | 211 | 211 | 235 | 0.9 | 1.4 | 1252 | Old | Closed | 0 | 0 | 0 | 0 | 24 | TRUE
36_192_1 | 36 | UNKNOWN124203 | North | North | 115 | 192 | UNKNOWN125031 | 115 | 1 | Closed | 0.00793 | 0.03281 | 0.00543 | 1 | 0 | 221 | 556 | 265 | 4.8 | 6.6 | 1259 | Old | Closed | 0 | 0 | 0 | 46 | 90 | TRUE
36_192_2 | 36 | UNKNOWN124203 | North | North | 115 | 192 | UNKNOWN125031 | 115 | 2 | Closed | 0.00793 | 0.03281 | 0.00543 | 1 | 0 | 221 | 556 | 265 | 4.8 | 6.6 | 1260 | Old | Closed | 0 | 0 | 0 | 46 | 90 | TRUE
485_490_1 | 485 | UNKNOWN127973 | North | Capital | 115 | 490 | UNKNOWN127981 | 115 | 1 | Closed | 0.04017 | 0.16613 | 0.02751 | 1 | 0 | 167 | 556 | 210 | 29.2 | 33.4 | 1348 | Old | Closed | 0 | 0 | 0 | 51 | 65 | TRUE
485_490_2 | 485 | UNKNOWN127973 | North | Capital | 115 | 490 | UNKNOWN127981 | 115 | 2 | Closed | 0.04017 | 0.16613 | 0.02751 | 1 | 0 | 167 | 556 | 210 | 29.2 | 33.4 | 1349 | Old | Closed | 0 | 0 | 0 | 51 | 65 | TRUE
489_783_1 | 489 | UNKNOWN127980 | Capital | Capital | 115 | 783 | WHITEHALL | 115 | 1 | Closed | 0.02898 | 0.11982 | 0.01984 | 1 | 0 | 222 | 556 | 278 | 19.5 | 24.1 | 1351 | Old | Closed | 0 | 0 | 0 | 55 | 68 | TRUE
490_36_N | 490 | UNKNOWN127981 | Capital | North | 115 | 36 | UNKNOWN124203 | 115 | N | Closed | 0.0375 | 0.24 | 0.033 | 1 | 0 | 170 | 563 | 187 | 42.7 | 44 | 1352 | Old | Closed | 0 | 0 | 0 | 54 | 42 | TRUE
553_842_1 | 553 | UNKNOWN129228 | Long Island | Long Island | 138 | 842 | RULAND ROAD | 138 | 1 | Closed | 0.0001 | 0.001 | 0.03 | 1 | 0 | 400 | 562 | 480 | 2.7 | 2.7 | 1456 | Old | Closed | 0 | 0 | 0 | 0 | 48 | TRUE
553_842_2 | 553 | UNKNOWN129228 | Long Island | Long Island | 138 | 842 | RULAND ROAD | 138 | 2 | Closed | 0.00018 | 0.001 | 0.0305 | 1 | 0 | 400 | 562 | 480 | 2.7 | 2.7 | 1457 | Old | Closed | 0 | 0 | 0 | 0 | 48 | TRUE
560_593_1 | 560 | SHORE RD | Long Island | Dunwoodie | 345 | 593 | DUNWOODIE | 345 | 1 | Closed | 0.00046 | 0.00697 | 0.18022 | 1 | 0 | 1200 | 2454 | 1804 | 13.3 | 17.5 | 1476 | Old | Closed | 0 | 0 | 0 | 600 | 0 | TRUE
571_1531_1 | 571 | UNKNOWN129920 | NYC | NYC | 345 | 1531 | LEONARD STREET | 345 | 1 | Closed | 0.00208 | 0.01673 | 0.06382 | 1 | 0 | 900 | 900 | 1000 | 12.2 | 16.1 | 1496 | Old | Closed | 0 | 0 | 0 | 0 | 100 | TRUE
571_1531_2 | 571 | UNKNOWN129920 | NYC | NYC | 345 | 1531 | LEONARD STREET | 345 | 2 | Closed | 0.00208 | 0.01673 | 0.06382 | 1 | 0 | 900 | 900 | 1000 | 12.2 | 16.1 | 1497 | Old | Closed | 0 | 0 | 0 | 0 | 100 | TRUE
623_1506_1 | 623 | FAR ROCKAWAY | NYC | NYC | 69 | 1506 | JAMAICA | 69 | 1 | Closed | 0.08 | 0.15 | 0.0025 | 1 | 0 | 123 | 250 | 123 | 6.7 | 9.6 | 1617 | Old | Closed | 0 | 0 | 0 | 27 | 0 | TRUE
659_512_1 | 659 | TAP135693 | Hudson Valley | Hudson Valley | 115 | 512 | UNKNOWN128280 | 115 | 1 | Closed | 0.03212 | 0.13281 | 0.02199 | 1 | 0 | 221 | 556 | 244 | 18.3 | 26.7 | 1680 | Old | Closed | 0 | 0 | 0 | 54 | 34 | TRUE
659_645_1 | 659 | TAP135693 | Hudson Valley | Hudson Valley | 115 | 645 | MILAN | 115 | 1 | Closed | 0.00012 | 0.0005 | 8e-05 | 1 | 0 | 300 | 556 | 300 | 0.1 | 0.1 | 1681 | Old | Closed | 0 | 0 | 0 | 133 | 90 | TRUE
708_1513_1 | 708 | TAP135860 | Capital | Capital | 115 | 1513 | REYNOLDS | 115 | 1 | Closed | 0.00094 | 0.0039 | 0.00065 | 1 | 0 | 222 | 556 | 244 | 0.6 | 0.8 | 1762 | Old | Closed | 0 | 0 | 0 | 55 | 34 | TRUE
718_1513_1 | 718 | TAP135872 | Capital | Capital | 115 | 1513 | REYNOLDS | 115 | 1 | Closed | 9e-05 | 0.00038 | 6e-05 | 1 | 0 | 221 | 556 | 265 | 0.1 | 0.1 | 1792 | Old | Closed | 0 | 0 | 0 | 54 | 55 | TRUE
794_795_1 | 794 | TAP136047 | Capital | Capital | 115 | 795 | TAP136048 | 115 | 1 | Closed | 0.00064 | 0.00264 | 0.00044 | 1 | 0 | 222 | 556 | 244 | 0.5 | 0.5 | 1935 | Old | Closed | 0 | 0 | 0 | 106 | 99 | TRUE
794_795_2 | 794 | TAP136047 | Capital | Capital | 115 | 795 | TAP136048 | 115 | 2 | Closed | 0.00064 | 0.00264 | 0.00044 | 1 | 0 | 222 | 556 | 244 | 0.5 | 0.5 | 1936 | Old | Closed | 0 | 0 | 0 | 106 | 99 | TRUE
794_992_1 | 794 | TAP136047 | Capital | Capital | 115 | 992 | TAP139865 | 115 | 1 | Closed | 0.00289 | 0.01195 | 0.00198 | 1 | 0 | 222 | 556 | 244 | 2.4 | 2.4 | 1937 | Old | Closed | 0 | 0 | 0 | 106 | 99 | TRUE
794_992_2 | 794 | TAP136047 | Capital | Capital | 115 | 992 | TAP139865 | 115 | 2 | Closed | 0.00289 | 0.01195 | 0.00198 | 1 | 0 | 222 | 556 | 244 | 2.4 | 2.4 | 1938 | Old | Closed | 0 | 0 | 0 | 106 | 99 | TRUE
927_289_1 | 927 | TAP139787 | West | West | 115 | 289 | UNKNOWN125357 | 115 | 1 | Closed | 6e-05 | 0.00026 | 4e-05 | 1 | 0 | 220 | 556 | 242 | 0 | 0.1 | 2204 | Old | Closed | 0 | 0 | 0 | 53 | 32 | TRUE
93_131_1 | 93 | UNKNOWN124582 | Genesse | Central | 115 | 131 | UNKNOWN124716 | 115 | 1 | Closed | 0.015 | 0.06204 | 0.01027 | 1 | 0 | 167 | 556 | 216 | 11.3 | 12.5 | 2211 | Old | Closed | 0 | 0 | 0 | 0 | 6 | TRUE
93_1565_1 | 93 | UNKNOWN124582 | Genesse | West | 115 | 1565 | MEYER | 115 | 1 | Closed | 0.00934 | 0.03861 | 0.00639 | 1 | 0 | 211 | 556 | 235 | 7.1 | 7.8 | 2212 | Old | Closed | 0 | 0 | 0 | 44 | 25 | TRUE
967_289_1 | 967 | TAP139833 | West | West | 115 | 289 | UNKNOWN125357 | 115 | 1 | Closed | 0.00161 | 0.00667 | 0.0011 | 1 | 0 | 220 | 556 | 242 | 1 | 1.3 | 2300 | Old | Closed | 0 | 0 | 0 | 53 | 32 | TRUE
990_490_1 | 990 | TAP139863 | Capital | Capital | 115 | 490 | UNKNOWN127981 | 115 | 1 | Closed | 0.0027 | 0.01649 | 0.0023 | 1 | 0 | 200 | 556 | 240 | 2.8 | 3 | 2351 | Old | Closed | 0 | 0 | 0 | 7 | 0 | TRUE
990_991_1 | 990 | TAP139863 | Capital | Capital | 115 | 991 | TAP139864 | 115 | 1 | Closed | 0.01039 | 0.04298 | 0.00712 | 1 | 0 | 193 | 556 | 240 | 7.8 | 8.6 | 2353 | Old | Closed | 0 | 0 | 0 | 26 | 30 | TRUE
991_992_1 | 991 | TAP139864 | Capital | Capital | 115 | 992 | TAP139865 | 115 | 1 | Closed | 0.00507 | 0.02097 | 0.00347 | 1 | 0 | 193 | 556 | 240 | 4.2 | 4.2 | 2355 | Old | Closed | 0 | 0 | 0 | 26 | 30 | TRUE
993_1527_1 | 993 | PLATTSBURGH | North | North | 230 | 1527 | PLATTSBURGH | 115 | 1 | Closed | 0.006 | 0.05 | 0 | 1 | 0 | 500 | 500 | 800 | 0 | 0 | 2357 | Old | Closed | 0 | 0 | 0 | 0 | 250 | TRUE
993_1527_2 | 993 | PLATTSBURGH | North | North | 230 | 1527 | PLATTSBURGH | 115 | 2 | Closed | 0.006 | 0.05 | 0 | 1 | 0 | 500 | 500 | 800 | 0 | 0 | 2358 | Old | Closed | 0 | 0 | 0 | 0 | 250 | TRUE

## Decommissioned by 2030
ID | From Number | From Name | From Zone Name | To Zone Name | From Nom kV | To Number | To Name | To Nom kV | Circuit | Status | R | X | B | Tap Ratio | Phase (Deg) | Lim MVA A | Lim MVA B | Lim MVA C | Distance Between Substations (Miles) | Length, Estimated from X and B (Miles) | 2019 Index | Is New? | 2019 Status | delta R | delta X | delta B | delta A rate | delta C rate | Change?
1232_630_1 | 1232 | PORTER | Mohawk Valley | Capital | 230 | 630 | ROTTERDAM | 230 | 1 | Open | 0.01368 | 0.10993 | 0.41941 | 1 | 0 | 453 | 936 | 579 | 66.1 | 106.1 | 593 | Old | Closed | 0 | 0 | 0 | 0 | 0 | FALSE
1232_630_2 | 1232 | PORTER | Mohawk Valley | Capital | 230 | 630 | ROTTERDAM | 230 | 2 | Open | 0.01372 | 0.1103 | 0.42082 | 1 | 0 | 453 | 936 | 579 | 66.1 | 106.5 | 594 | Old | Closed | 0 | 0 | 0 | 0 | 0 | FALSE

## 2030 On Peak
Branch
ID | From Number | From Name | From Zone Name | To Zone Name | From Nom kV | To Number | To Name | To Nom kV | Circuit | Status | R | X | B | Tap Ratio | Phase (Deg) | Lim MVA A | Lim MVA B | Lim MVA C | Distance Between Substations (Miles) | Length, Estimated from X and B (Miles) | 2019 Index | Is New? | 2019 Status | delta R | delta X | delta B | delta A rate | delta C rate | Change?
1_1402_1 | 1 | MORTIMER | Genesse | Genesse | 115 | 1402 | RISER161217 | 115 | 1 | Closed | 0.0028 | 0.01156 | 0.00192 | 1 | 0 | 116 | 556 | 145 | 1.8 | 2.3 | 1 | Old | Closed | 0 | 0 | 0 | 0 | 0 | FALSE
1_1402_2 | 1 | MORTIMER | Genesse | Genesse | 115 | 1402 | RISER161217 | 115 | 2 | Closed | 0.0028 | 0.01156 | 0.00192 | 1 | 0 | 116 | 556 | 145 | 1.8 | 2.3 | 2 | Old | Closed | 0 | 0 | 0 | 0 | 0 | FALSE
1_1403_1 | 1 | MORTIMER | Genesse | Genesse | 115 | 1403 | RISER161218 | 115 | 1 | Closed | 0.00276 | 0.01141 | 0.00189 | 1 | 0 | 167 | 556 | 210 | 1.8 | 2.3 | 3 | Old | Closed | 0 | 0 | 0 | 0 | 0 | FALSE
1_1404_1 | 1 | MORTIMER | Genesse | Genesse | 115 | 1404 | RISER161219 | 115 | 1 | Closed | 0.00277 | 0.01146 | 0.0019 | 1 | 0 | 167 | 556 | 210 | 1.8 | 2.3 | 4 | Old | Closed | 0 | 0 | 0 | 0 | 0 | FALSE
1_1405_1 | 1 | MORTIMER | Genesse | Genesse | 115 | 1405 | RISER161220 | 115 | 1 | Closed | 0.00278 | 0.01149 | 0.0019 | 1 | 0 | 167 | 556 | 210 | 1.8 | 2.3 | 5 | Old | Closed | 0 | 0 | 0 | 0 | 0 | FALSE
1_1422_1 | 1 | MORTIMER | Genesse | Genesse | 115 | 1422 | TAP162550 | 115 | 1 | Closed | 0.0019 | 0.00785 | 0.0013 | 1 | 0 | 167 | 556 | 210 | 1.4 | 1.6 | 6 | Old | Closed | 0 | 0 | 0 | 0 | 0 | FALSE
1_1550_1 | 1 | MORTIMER | Genesse | Genesse | 115 | 1550 | PANNELL | 115 | 1 | Closed | 0.02427 | 0.10034 | 0.01662 | 1 | 0 | 116 | 556 | 145 | 13.7 | 20.2 | 7 | Old | Closed | 0 | 0 | 0 | 0 | 0 | FALSE
1_1550_2 | 1 | MORTIMER | Genesse | Genesse | 115 | 1550 | PANNELL | 115 | 2 | Closed | 0.02427 | 0.10034 | 0.01662 | 1 | 0 | 116 | 556 | 145 | 13.7 | 20.2 | 8 | Old | Closed | 0 | 0 | 0 | 0 | 0 | FALSE
1_1551_1 | 1 | MORTIMER | Genesse | Genesse | 115 | 1551 | ROCHESTER #80 | 115 | 1 | Closed | 0.00477 | 0.01973 | 0.00327 | 1 | 0 | 556 | 556 | 600 | 3.4 | 4 | 9 | Old | Closed | 0 | 0 | 0 | 0 | 44 | TRUE
1_1551_2 | 1 | MORTIMER | Genesse | Genesse | 115 | 1551 | ROCHESTER #80 | 115 | 2 | Closed | 0.00437 | 0.01805 | 0.00299 | 1 | 0 | 556 | 556 | 600 | 3.4 | 3.6 | 10 | Old | Closed | 0 | 0 | 0 | 0 | 44 | TRUE
1_199_1 | 1 | MORTIMER | Genesse | Genesse | 115 | 199 | UNKNOWN125117 | 115 | 1 | Closed | 0.00254 | 0.01051 | 0.00174 | 1 | 0 | 167 | 556 | 210 | 1.9 | 2.1 | 11 | Old | Closed | 0 | 0 | 0 | 0 | 0 | FALSE
1_228_1 | 1 | MORTIMER | Genesse | Genesse | 115 | 228 | GOLAH | 115 | 1 | Closed | 0.01207 | 0.04989 | 0.00826 | 1 | 0 | 167 | 556 | 210 | 9.5 | 10 | 12 | Old | Closed | 0 | 0 | 0 | 0 | 0 | FALSE
1_228_2 | 1 | MORTIMER | Genesse | Genesse | 115 | 228 | GOLAH | 115 | 2 | Closed | 0.01336 | 0.05524 | 0.00915 | 1 | 0 | 167 | 556 | 210 | 9.5 | 11.1 | 13 | Old | Closed | 0 | 0 | 0 | 0 | 0 | FALSE
1_242_1 | 1 | MORTIMER | Genesse | Genesse | 115 | 242 | UNKNOWN125185 | 115 | 1 | Closed | 0.00663 | 0.02741 | 0.00454 | 1 | 0 | 167 | 556 | 210 | 2.3 | 5.5 | 14 | Old | Closed | 0 | 0 | 0 | 0 | 0 | FALSE
10_450_1 | 10 | UNKNOWN124133 | North | North | 115 | 450 | UNKNOWN127613 | 115 | 1 | Closed | 0.00418 | 0.01729 | 0.00286 | 1 | 0 | 167 | 556 | 210 | 2.3 | 3.5 | 15 | Old | Closed | 0 | 0 | 0 | 0 | 0 | FALSE
1000_65_1 | 1000 | TAP140136 | West | West | 115 | 65 | BERRY RD | 115 | 1 | Closed | 0.01367 | 0.05653 | 0.00936 | 1 | 0 | 167 | 556 | 210 | 8.9 | 11.4 | 16 | Old | Closed | 0 | 0 | 0 | 0 | 0 | FALSE
1000_71_1 | 1000 | TAP140136 | West | West | 115 | 71 | WESTFIELD VILLAGE | 115 | 1 | Closed | 0.00889 | 0.03676 | 0.00609 | 1 | 0 | 167 | 556 | 210 | 4.8 | 7.4 | 17 | Old | Closed | 0 | 0 | 0 | 0 | 0 | FALSE
1001_1002_1 | 1001 | TAP140315 | Mohawk Valley | Mohawk Valley | 115 | 1002 | TAP140316 | 115 | 1 | Closed | 2e-05 | 8e-05 | 1e-05 | 1 | 0 | 167 | 556 | 210 | 0 | 0 | 18 | Old | Closed | 0 | 0 | 0 | 0 | 0 | FALSE
1001_1016_1 | 1001 | TAP140315 | Mohawk Valley | Mohawk Valley | 115 | 1016 | TAP140330 | 115 | 1 | Closed | 0.00554 | 0.02289 | 0.00379 | 1 | 0 | 167 | 556 | 210 | 3.5 | 4.6 | 19 | Old | Closed | 0 | 0 | 0 | 0 | 0 | FALSE
1001_399_1 | 1001 | TAP140315 | Mohawk Valley | Mohawk Valley | 115 | 399 | UNKNOWN125633 | 115 | 1 | Closed | 0.00017 | 0.00071 | 0.00012 | 1 | 0 | 167 | 556 | 210 | 0.1 | 0.1 | 20 | Old | Closed | 0 | 0 | 0 | 0 | 0 | FALSE
1002_1193_1 | 1002 | TAP140316 | Mohawk Valley | Mohawk Valley | 115 | 1193 | TAP141229 | 115 | 1 | Closed | 0.00442 | 0.01826 | 0.00302 | 1 | 0 | 222 | 211 | 244 | 2.8 | 3.7 | 21 | Old | Closed | 0 | 0 | 0 | 11 | 33 | TRUE
1002_399_1 | 1002 | TAP140316 | Mohawk Valley | Mohawk Valley | 115 | 399 | UNKNOWN125633 | 115 | 1 | Closed | 0.00015 | 0.00063 | 0.0001 | 1 | 0 | 167 | 556 | 210 | 0.1 | 0.1 | 22 | Old | Closed | 0 | 0 | 0 | 0 | 0 | FALSE
1003_1004_1 | 1003 | TAP140317 | Mohawk Valley | Mohawk Valley | 115 | 1004 | TAP140318 | 115 | 1 | Closed | 0.0089 | 0.03681 | 0.0061 | 1 | 0 | 167 | 556 | 210 | 5.8 | 7.4 | 23 | Old | Closed | 0 | 0 | 0 | 0 | 0 | FALSE
1003_1196_1 | 1003 | TAP140317 | Mohawk Valley | Mohawk Valley | 115 | 1196 | TAP141232 | 115 | 1 | Closed | 0.00287 | 0.01185 | 0.00196 | 1 | 0 | 167 | 556 | 210 | 1.8 | 2.4 | 24 | Old | Closed | 0 | 0 | 0 | 0 | 0 | FALSE
1003_409_1 | 1003 | TAP140317 | Mohawk Valley | Mohawk Valley | 115 | 409 | UNKNOWN125645 | 115 | 1 | Closed | 0.00014 | 0.00057 | 0.0001 | 1 | 0 | 167 | 556 | 210 | 0.1 | 0.1 | 25 | Old | Closed | 0 | 0 | 0 | 0 | 0 | FALSE
1004_20_1 | 1004 | TAP140318 | Mohawk Valley | Mohawk Valley | 115 | 20 | UNKNOWN124156 | 115 | 1 | Closed | 0.00062 | 0.00256 | 0.00042 | 1 | 0 | 167 | 556 | 210 | 0.4 | 0.5 | 26 | Old | Closed | 0 | 0 | 0 | 0 | 0 | FALSE
1004_21_1 | 1004 | TAP140318 | Mohawk Valley | Mohawk Valley | 115 | 21 | UNKNOWN124157 | 115 | 1 | Closed | 0.0004 | 0.00163 | 0.00027 | 1 | 0 | 167 | 556 | 210 | 0.3 | 0.3 | 27 | Old | Closed | 0 | 0 | 0 | 0 | 0 | FALSE
1005_1021_1 | 1005 | TAP140319 | Mohawk Valley | Mohawk Valley | 115 | 1021 | TAP140336 | 115 | 1 | Closed | 0.00391 | 0.01616 | 0.00268 | 1 | 0 | 167 | 556 | 210 | 2.6 | 3.3 | 28 | Old | Closed | 0 | 0 | 0 | 0 | 0 | FALSE
1005_21_1 | 1005 | TAP140319 | Mohawk Valley | Mohawk Valley | 115 | 21 | UNKNOWN124157 | 115 | 1 | Closed | 0.00536 | 0.02218 | 0.00367 | 1 | 0 | 167 | 556 | 210 | 4.1 | 4.5 | 29 | Old | Closed | 0 | 0 | 0 | 0 | 0 | FALSE
1005_410_1 | 1005 | TAP140319 | Mohawk Valley | Mohawk Valley | 115 | 410 | UNKNOWN125646 | 115 | 1 | Closed | 4e-05 | 0.00018 | 3e-05 | 1 | 0 | 167 | 556 | 210 | 0 | 0 | 30 | Old | Closed | 0 | 0 | 0 | 0 | 0 | FALSE
1006_1010_1 | 1006 | TAP140320 | Mohawk Valley | Mohawk Valley | 115 | 1010 | TAP140324 | 115 | 1 | Closed | 0.00499 | 0.02064 | 0.00342 | 1 | 0 | 167 | 556 | 210 | 3.4 | 4.2 | 31 | Old | Closed | 0 | 0 | 0 | 0 | 0 | FALSE
1006_1463_1 | 1006 | TAP140320 | Mohawk Valley | Mohawk Valley | 115 | 1463 | TAP173589 | 115 | 1 | Closed | 0.02051 | 0.0848 | 0.01404 | 1 | 0 | 167 | 556 | 210 | 13.5 | 17 | 32 | Old | Closed | 0 | 0 | 0 | 0 | 0 | FALSE
1006_426_1 | 1006 | TAP140320 | Mohawk Valley | Mohawk Valley | 115 | 426 | UNKNOWN125664 | 115 | 1 | Closed | 0.00086 | 0.00355 | 0.00059 | 1 | 0 | 167 | 556 | 210 | 0.6 | 0.7 | 33 | Old | Closed | 0 | 0 | 0 | 0 | 0 | FALSE
1007_1011_1 | 1007 | TAP140321 | Mohawk Valley | Mohawk Valley | 115 | 1011 | TAP140325 | 115 | 1 | Closed | 0.00499 | 0.02063 | 0.00342 | 1 | 0 | 167 | 556 | 210 | 3.4 | 4.2 | 34 | Old | Closed | 0 | 0 | 0 | 0 | 0 | FALSE
1007_1036_1 | 1007 | TAP140321 | Mohawk Valley | Mohawk Valley | 115 | 1036 | TAP140353 | 115 | 1 | Closed | 0.02048 | 0.0847 | 0.01402 | 1 | 0 | 167 | 556 | 210 | 13.5 | 17 | 35 | Old | Closed | 0 | 0 | 0 | 0 | 0 | FALSE
1007_426_1 | 1007 | TAP140321 | Mohawk Valley | Mohawk Valley | 115 | 426 | UNKNOWN125664 | 115 | 1 | Closed | 0.00088 | 0.00363 | 0.0006 | 1 | 0 | 167 | 556 | 210 | 0.6 | 0.7 | 36 | Old | Closed | 0 | 0 | 0 | 0 | 0 | FALSE
1008_1010_1 | 1008 | TAP140322 | Mohawk Valley | Mohawk Valley | 115 | 1010 | TAP140324 | 115 | 1 | Closed | 0.00664 | 0.02746 | 0.00455 | 1 | 0 | 167 | 556 | 210 | 4.3 | 5.5 | 37 | Old | Closed | 0 | 0 | 0 | 0 | 0 | FALSE
1008_20_1 | 1008 | TAP140322 | Mohawk Valley | Mohawk Valley | 115 | 20 | UNKNOWN124156 | 115 | 1 | Closed | 0.01418 | 0.05866 | 0.00971 | 1 | 0 | 167 | 556 | 210 | 7.8 | 11.8 | 38 | Old | Closed | 0 | 0 | 0 | 0 | 0 | FALSE
1008_427_1 | 1008 | TAP140322 | Mohawk Valley | Mohawk Valley | 115 | 427 | UNKNOWN125665 | 115 | 1 | Closed | 0.00482 | 0.01991 | 0.0033 | 1 | 0 | 167 | 556 | 210 | 3.1 | 4 | 39 | Old | Closed | 0 | 0 | 0 | 0 | 0 | FALSE
1009_1011_1 | 1009 | TAP140323 | Mohawk Valley | Mohawk Valley | 115 | 1011 | TAP140325 | 115 | 1 | Closed | 0.00664 | 0.02748 | 0.00455 | 1 | 0 | 167 | 556 | 210 | 4.3 | 5.5 | 40 | Old | Closed | 0 | 0 | 0 | 0 | 0 | FALSE
1009_21_1 | 1009 | TAP140323 | Mohawk Valley | Mohawk Valley | 115 | 21 | UNKNOWN124157 | 115 | 1 | Closed | 0.01417 | 0.05861 | 0.00971 | 1 | 0 | 167 | 556 | 210 | 7.8 | 11.8 | 41 | Old | Closed | 0 | 0 | 0 | 0 | 0 | FALSE
1009_427_1 | 1009 | TAP140323 | Mohawk Valley | Mohawk Valley | 115 | 427 | UNKNOWN125665 | 115 | 1 | Closed | 0.00482 | 0.01994 | 0.0033 | 1 | 0 | 167 | 556 | 210 | 3.1 | 4 | 42 | Old | Closed | 0 | 0 | 0 | 0 | 0 | FALSE
1010_1032_1 | 1010 | TAP140324 | Mohawk Valley | Mohawk Valley | 115 | 1032 | TAP140349 | 115 | 1 | Closed | 0.01076 | 0.04451 | 0.00737 | 1 | 0 | 167 | 556 | 210 | 6.9 | 8.9 | 43 | Old | Closed | 0 | 0 | 0 | 0 | 0 | FALSE
1011_1255_1 | 1011 | TAP140325 | Mohawk Valley | Mohawk Valley | 115 | 1255 | UNKNOWN144394 | 115 | 1 | Closed | 0.00757 | 0.0313 | 0.00518 | 1 | 0 | 167 | 556 | 210 | 4.6 | 6.3 | 44 | Old | Closed | 0 | 0 | 0 | 0 | 0 | FALSE
1012_1015_1 | 1012 | TAP140326 | Mohawk Valley | Mohawk Valley | 115 | 1015 | TAP140329 | 115 | 1 | Closed | 0.00718 | 0.02969 | 0.00492 | 1 | 0 | 167 | 556 | 220 | 4.4 | 6 | 45 | Old | Closed | 0 | 0 | 0 | 0 | 10 | TRUE
1012_1548_1 | 1012 | TAP140326 | Mohawk Valley | Mohawk Valley | 115 | 1548 | PORTER | 115 | 1 | Closed | 0.01657 | 0.06853 | 0.01135 | 1 | 0 | 116 | 556 | 145 | 10.5 | 13.8 | 46 | Old | Closed | 0 | 0 | 0 | 0 | 0 | FALSE
1012_1548_2 | 1012 | TAP140326 | Mohawk Valley | Mohawk Valley | 115 | 1548 | PORTER | 115 | 2 | Closed | 0.01657 | 0.06853 | 0.01135 | 1 | 0 | 116 | 556 | 145 | 10.5 | 13.8 | 47 | Old | Closed | 0 | 0 | 0 | 0 | 0 | FALSE
1012_388_1 | 1012 | TAP140326 | Mohawk Valley | Mohawk Valley | 115 | 388 | WATKINS RD | 115 | 1 | Closed | 0.0006 | 0.00248 | 0.00041 | 1 | 0 | 167 | 556 | 210 | 0.4 | 0.5 | 48 | Old | Closed | 0 | 0 | 0 | 0 | 0 | FALSE
1013_1016_1 | 1013 | TAP140327 | Mohawk Valley | Mohawk Valley | 115 | 1016 | TAP140330 | 115 | 1 | Closed | 0.00716 | 0.02961 | 0.0049 | 1 | 0 | 167 | 556 | 220 | 4.4 | 6 | 49 | Old | Closed | 0 | 0 | 0 | 0 | 10 | TRUE
1013_1548_1 | 1013 | TAP140327 | Mohawk Valley | Mohawk Valley | 115 | 1548 | PORTER | 115 | 1 | Closed | 0.01658 | 0.06857 | 0.01135 | 1 | 0 | 116 | 556 | 145 | 10.5 | 13.8 | 50 | Old | Closed | 0 | 0 | 0 | 0 | 0 | FALSE
1013_1548_2 | 1013 | TAP140327 | Mohawk Valley | Mohawk Valley | 115 | 1548 | PORTER | 115 | 2 | Closed | 0.01658 | 0.06857 | 0.01135 | 1 | 0 | 116 | 556 | 145 | 10.5 | 13.8 | 51 | Old | Closed | 0 | 0 | 0 | 0 | 0 | FALSE
1013_388_1 | 1013 | TAP140327 | Mohawk Valley | Mohawk Valley | 115 | 388 | WATKINS RD | 115 | 1 | Closed | 0.00064 | 0.00263 | 0.00044 | 1 | 0 | 167 | 556 | 210 | 0.4 | 0.5 | 52 | Old | Closed | 0 | 0 | 0 | 0 | 0 | FALSE
1014_388_1 | 1014 | TAP140328 | Mohawk Valley | Mohawk Valley | 115 | 388 | WATKINS RD | 115 | 1 | Closed | 0.00443 | 0.0183 | 0.00303 | 1 | 0 | 167 | 556 | 210 | 3 | 3.7 | 53 | Old | Closed | 0 | 0 | 0 | 0 | 0 | FALSE
1014_389_1 | 1014 | TAP140328 | Mohawk Valley | Mohawk Valley | 115 | 389 | ILION | 115 | 1 | Closed | 7e-05 | 0.0003 | 5e-05 | 1 | 0 | 167 | 556 | 210 | 0.1 | 0.1 | 54 | Old | Closed | 0 | 0 | 0 | 0 | 0 | FALSE
1014_574_1 | 1014 | TAP140328 | Mohawk Valley | Mohawk Valley | 115 | 574 | UNKNOWN130113 | 115 | 1 | Closed | 5e-05 | 0.00019 | 3e-05 | 1 | 0 | 167 | 556 | 210 | 0 | 0 | 55 | Old | Closed | 0 | 0 | 0 | 0 | 0 | FALSE
1015_1194_1 | 1015 | TAP140329 | Mohawk Valley | Mohawk Valley | 115 | 1194 | TAP141230 | 115 | 1 | Closed | 0.00998 | 0.04128 | 0.00684 | 1 | 0 | 222 | 556 | 244 | 6.2 | 8.3 | 56 | Old | Closed | 0 | 0 | 0 | 55 | 34 | TRUE
1015_49_1 | 1015 | TAP140329 | Mohawk Valley | Mohawk Valley | 115 | 49 | VALLEY | 115 | 1 | Closed | 0.00233 | 0.00963 | 0.00159 | 1 | 0 | 167 | 556 | 210 | 1.7 | 1.9 | 57 | Old | Closed | 0 | 0 | 0 | 0 | 0 | FALSE
1016_49_1 | 1016 | TAP140330 | Mohawk Valley | Mohawk Valley | 115 | 49 | VALLEY | 115 | 1 | Closed | 0.00231 | 0.00953 | 0.00158 | 1 | 0 | 167 | 556 | 210 | 1.7 | 1.9 | 58 | Old | Closed | 0 | 0 | 0 | 0 | 0 | FALSE
1017_1018_1 | 1017 | TAP140331 | Mohawk Valley | Mohawk Valley | 115 | 1018 | TAP140332 | 115 | 1 | Closed | 0.00271 | 0.01122 | 0.00186 | 1 | 0 | 167 | 556 | 210 | 2.1 | 2.3 | 59 | Old | Closed | 0 | 0 | 0 | 0 | 0 | FALSE
1017_14_1 | 1017 | TAP140331 | Mohawk Valley | Mohawk Valley | 115 | 14 | UNKNOWN124143 | 115 | 1 | Closed | 0.00284 | 0.01174 | 0.00194 | 1 | 0 | 167 | 556 | 210 | 1.5 | 2.4 | 60 | Old | Closed | 0 | 0 | 0 | 0 | 0 | FALSE
1017_457_1 | 1017 | TAP140331 | Mohawk Valley | Mohawk Valley | 115 | 457 | UNKNOWN127631 | 115 | 1 | Closed | 0.0199 | 0.08231 | 0.01363 | 1 | 0 | 167 | 556 | 210 | 10.4 | 16.6 | 61 | Old | Closed | 0 | 0 | 0 | 0 | 0 | FALSE
1018_1229_1 | 1018 | TAP140332 | Mohawk Valley | Mohawk Valley | 115 | 1229 | MILFORD | 115 | 1 | Closed | 0.00651 | 0.02693 | 0.00446 | 1 | 0 | 167 | 556 | 210 | 5 | 5.4 | 62 | Old | Closed | 0 | 0 | 0 | 0 | 0 | FALSE
1018_458_1 | 1018 | TAP140332 | Mohawk Valley | Mohawk Valley | 115 | 458 | UNKNOWN127632 | 115 | 1 | Closed | 3e-05 | 0.00013 | 2e-05 | 1 | 0 | 167 | 556 | 210 | 0 | 0 | 63 | Old | Closed | 0 | 0 | 0 | 0 | 0 | FALSE
1019_1545_1 | 1019 | TAP140334 | Mohawk Valley | Mohawk Valley | 115 | 1545 | FRASER | 115 | 1 | Closed | 0.00626 | 0.02591 | 0.00429 | 1 | 0 | 211 | 211 | 211 | 3.6 | 5.2 | 64 | Old | Closed | 0 | 0 | 0 | 0 | 0 | FALSE
1019_1545_2 | 1019 | TAP140334 | Mohawk Valley | Mohawk Valley | 115 | 1545 | FRASER | 115 | 2 | Closed | 0.00626 | 0.02591 | 0.00429 | 1 | 0 | 211 | 211 | 211 | 3.6 | 5.2 | 65 | Old | Closed | 0 | 0 | 0 | 0 | 0 | FALSE
1019_459_1 | 1019 | TAP140334 | Mohawk Valley | Mohawk Valley | 115 | 459 | UNKNOWN127634 | 115 | 1 | Closed | 0.02008 | 0.08302 | 0.01375 | 1 | 0 | 167 | 556 | 210 | 15.7 | 16.7 | 66 | Old | Closed | 0 | 0 | 0 | 0 | 0 | FALSE
1019_495_1 | 1019 | TAP140334 | Mohawk Valley | Mohawk Valley | 115 | 495 | UNKNOWN128052 | 115 | 1 | Closed | 0.00132 | 0.00545 | 0.0009 | 1 | 0 | 140 | 556 | 180 | 1 | 1.1 | 67 | Old | Closed | 0 | 0 | 0 | 0 | 0 | FALSE
1019_495_2 | 1019 | TAP140334 | Mohawk Valley | Mohawk Valley | 115 | 495 | UNKNOWN128052 | 115 | 2 | Closed | 0.00132 | 0.00545 | 0.0009 | 1 | 0 | 140 | 556 | 180 | 1 | 1.1 | 68 | Old | Closed | 0 | 0 | 0 | 0 | 0 | FALSE
1020_1026_1 | 1020 | TAP140335 | Mohawk Valley | Mohawk Valley | 115 | 1026 | TAP140342 | 115 | 1 | Closed | 0.02225 | 0.09199 | 0.01523 | 1 | 0 | 167 | 556 | 210 | 16.6 | 18.5 | 69 | Old | Closed | 0 | 0 | 0 | 0 | 0 | FALSE
1020_20_1 | 1020 | TAP140335 | Mohawk Valley | Mohawk Valley | 115 | 20 | UNKNOWN124156 | 115 | 1 | Closed | 0.00918 | 0.03796 | 0.00629 | 1 | 0 | 167 | 556 | 210 | 6.5 | 7.6 | 70 | Old | Closed | 0 | 0 | 0 | 0 | 0 | FALSE
1020_411_1 | 1020 | TAP140335 | Mohawk Valley | Mohawk Valley | 115 | 411 | UNKNOWN125647 | 115 | 1 | Closed | 7e-05 | 0.00031 | 5e-05 | 1 | 0 | 167 | 556 | 210 | 0 | 0.1 | 71 | Old | Closed | 0 | 0 | 0 | 0 | 0 | FALSE
1021_1023_1 | 1021 | TAP140336 | Mohawk Valley | Mohawk Valley | 115 | 1023 | TAP140338 | 115 | 1 | Closed | 0.00347 | 0.01433 | 0.00237 | 1 | 0 | 167 | 556 | 210 | 2.9 | 2.9 | 72 | Old | Closed | 0 | 0 | 0 | 0 | 0 | FALSE
1021_411_1 | 1021 | TAP140336 | Mohawk Valley | Mohawk Valley | 115 | 411 | UNKNOWN125647 | 115 | 1 | Closed | 7e-05 | 0.00028 | 5e-05 | 1 | 0 | 167 | 556 | 210 | 0 | 0.1 | 73 | Old | Closed | 0 | 0 | 0 | 0 | 0 | FALSE
1022_1023_1 | 1022 | TAP140337 | Mohawk Valley | Mohawk Valley | 115 | 1023 | TAP140338 | 115 | 1 | Closed | 0.00096 | 0.00395 | 0.00065 | 1 | 0 | 167 | 556 | 210 | 0.6 | 0.8 | 74 | Old | Closed | 0 | 0 | 0 | 0 | 0 | FALSE
1022_442_1 | 1022 | TAP140337 | Mohawk Valley | Mohawk Valley | 115 | 442 | UNKNOWN127599 | 115 | 1 | Closed | 0.00015 | 0.00063 | 0.0001 | 1 | 0 | 167 | 556 | 210 | 0.1 | 0.1 | 75 | Old | Closed | 0 | 0 | 0 | 0 | 0 | FALSE
1022_443_1 | 1022 | TAP140337 | Mohawk Valley | Mohawk Valley | 115 | 443 | UNKNOWN127600 | 115 | 1 | Closed | 2e-05 | 9e-05 | 1e-05 | 1 | 0 | 167 | 556 | 210 | 0 | 0 | 76 | Old | Closed | 0 | 0 | 0 | 0 | 0 | FALSE
1023_1024_1 | 1023 | TAP140338 | Mohawk Valley | Mohawk Valley | 115 | 1024 | TAP140339 | 115 | 1 | Closed | 0.00814 | 0.03365 | 0.00557 | 1 | 0 | 167 | 556 | 210 | 6.6 | 6.8 | 77 | Old | Closed | 0 | 0 | 0 | 0 | 0 | FALSE
1024_1025_1 | 1024 | TAP140339 | Mohawk Valley | Mohawk Valley | 115 | 1025 | TAP140341 | 115 | 1 | Closed | 0.01065 | 0.04404 | 0.00729 | 1 | 0 | 167 | 556 | 210 | 7.8 | 8.9 | 78 | Old | Closed | 0 | 0 | 0 | 0 | 0 | FALSE
1024_444_1 | 1024 | TAP140339 | Mohawk Valley | Mohawk Valley | 115 | 444 | UNKNOWN127601 | 115 | 1 | Closed | 0.0029 | 0.01199 | 0.00199 | 1 | 0 | 167 | 556 | 210 | 1.7 | 2.4 | 79 | Old | Closed | 0 | 0 | 0 | 0 | 0 | FALSE
1025_418_1 | 1025 | TAP140341 | Mohawk Valley | Mohawk Valley | 115 | 418 | UNKNOWN125655 | 115 | 1 | Closed | 0.00481 | 0.01988 | 0.00329 | 1 | 0 | 167 | 556 | 210 | 3.2 | 4 | 80 | Old | Closed | 0 | 0 | 0 | 0 | 0 | FALSE
1025_445_1 | 1025 | TAP140341 | Mohawk Valley | Mohawk Valley | 115 | 445 | UNKNOWN127603 | 115 | 1 | Closed | 0.00155 | 0.00639 | 0.00106 | 1 | 0 | 167 | 556 | 210 | 0.9 | 1.3 | 81 | Old | Closed | 0 | 0 | 0 | 0 | 0 | FALSE
1026_418_1 | 1026 | TAP140342 | Mohawk Valley | Mohawk Valley | 115 | 418 | UNKNOWN125655 | 115 | 1 | Closed | 0.00482 | 0.01992 | 0.0033 | 1 | 0 | 167 | 556 | 210 | 3.2 | 4 | 82 | Old | Closed | 0 | 0 | 0 | 0 | 0 | FALSE
1026_445_1 | 1026 | TAP140342 | Mohawk Valley | Mohawk Valley | 115 | 445 | UNKNOWN127603 | 115 | 1 | Closed | 0.00153 | 0.00633 | 0.00105 | 1 | 0 | 167 | 556 | 210 | 0.9 | 1.3 | 83 | Old | Closed | 0 | 0 | 0 | 0 | 0 | FALSE
1027_1049_1 | 1027 | TAP140344 | Mohawk Valley | Mohawk Valley | 115 | 1049 | TAP140367 | 115 | 1 | Closed | 0.01103 | 0.04559 | 0.00755 | 1 | 0 | 211 | 556 | 232 | 7.8 | 9.2 | 84 | Old | Closed | 0 | 0 | 0 | 44 | 22 | TRUE
1027_394_1 | 1027 | TAP140344 | Mohawk Valley | Mohawk Valley | 115 | 394 | UNKNOWN125627 | 115 | 1 | Closed | 0.00041 | 0.00169 | 0.00028 | 1 | 0 | 167 | 556 | 210 | 0.2 | 0.3 | 85 | Old | Closed | 0 | 0 | 0 | 0 | 0 | FALSE
1027_59_1 | 1027 | TAP140344 | Mohawk Valley | Mohawk Valley | 115 | 59 | UNKNOWN124323 | 115 | 1 | Closed | 0.00722 | 0.02987 | 0.00495 | 1 | 0 | 167 | 556 | 210 | 4.8 | 6 | 86 | Old | Closed | 0 | 0 | 0 | 0 | 0 | FALSE
1028_1050_1 | 1028 | TAP140345 | Mohawk Valley | Mohawk Valley | 115 | 1050 | TAP140368 | 115 | 1 | Closed | 0.01104 | 0.04567 | 0.00756 | 1 | 0 | 211 | 556 | 232 | 7.8 | 9.2 | 87 | Old | Closed | 0 | 0 | 0 | 44 | 22 | TRUE
1028_394_1 | 1028 | TAP140345 | Mohawk Valley | Mohawk Valley | 115 | 394 | UNKNOWN125627 | 115 | 1 | Closed | 0.0004 | 0.00167 | 0.00028 | 1 | 0 | 167 | 556 | 210 | 0.3 | 0.3 | 88 | Old | Closed | 0 | 0 | 0 | 0 | 0 | FALSE
1028_59_1 | 1028 | TAP140345 | Mohawk Valley | Mohawk Valley | 115 | 59 | UNKNOWN124323 | 115 | 1 | Closed | 0.00721 | 0.02982 | 0.00494 | 1 | 0 | 167 | 556 | 210 | 4.8 | 6 | 89 | Old | Closed | 0 | 0 | 0 | 0 | 0 | FALSE
1029_1030_1 | 1029 | TAP140346 | Mohawk Valley | Mohawk Valley | 115 | 1030 | TAP140347 | 115 | 1 | Closed | 0.0018 | 0.00743 | 0.00123 | 1 | 0 | 167 | 556 | 210 | 1.2 | 1.5 | 90 | Old | Closed | 0 | 0 | 0 | 0 | 0 | FALSE
1029_1053_1 | 1029 | TAP140346 | Mohawk Valley | Mohawk Valley | 115 | 1053 | TAP140371 | 115 | 1 | Closed | 0.00424 | 0.01754 | 0.00291 | 1 | 0 | 167 | 556 | 210 | 2.1 | 3.5 | 91 | Old | Closed | 0 | 0 | 0 | 0 | 0 | FALSE
1029_398_1 | 1029 | TAP140346 | Mohawk Valley | Mohawk Valley | 115 | 398 | UNKNOWN125631 | 115 | 1 | Closed | 0.00082 | 0.0034 | 0.00056 | 1 | 0 | 167 | 556 | 210 | 0.5 | 0.7 | 92 | Old | Closed | 0 | 0 | 0 | 0 | 0 | FALSE
1030_1049_1 | 1030 | TAP140347 | Mohawk Valley | Mohawk Valley | 115 | 1049 | TAP140367 | 115 | 1 | Closed | 0.0166 | 0.06863 | 0.01136 | 1 | 0 | 167 | 556 | 210 | 13.3 | 13.8 | 93 | Old | Closed | 0 | 0 | 0 | 0 | 0 | FALSE
1030_1054_1 | 1030 | TAP140347 | Mohawk Valley | Mohawk Valley | 115 | 1054 | TAP140372 | 115 | 1 | Closed | 0.00875 | 0.025 | 0.003 | 1 | 0 | 116 | 116 | 145 | 4.2 | 4.3 | 94 | Old | Closed | 0 | 0 | 0 | 0 | 0 | FALSE
1030_16_1 | 1030 | TAP140347 | Mohawk Valley | Mohawk Valley | 115 | 16 | BOONVILLE | 115 | 1 | Closed | 0.00835 | 0.03453 | 0.00572 | 1 | 0 | 167 | 556 | 210 | 6.7 | 6.9 | 95 | Old | Closed | 0 | 0 | 0 | 0 | 0 | FALSE
1031_1033_1 | 1031 | TAP140348 | Mohawk Valley | Mohawk Valley | 115 | 1033 | TAP140350 | 115 | 1 | Closed | 0.01575 | 0.06512 | 0.01078 | 1 | 0 | 167 | 556 | 210 | 10.3 | 13.1 | 96 | Old | Closed | 0 | 0 | 0 | 0 | 0 | FALSE
1031_412_1 | 1031 | TAP140348 | Mohawk Valley | Mohawk Valley | 115 | 412 | UNKNOWN125649 | 115 | 1 | Closed | 6e-05 | 0.00023 | 4e-05 | 1 | 0 | 167 | 556 | 210 | 0 | 0 | 97 | Old | Closed | 0 | 0 | 0 | 0 | 0 | FALSE
1031_50_1 | 1031 | TAP140348 | Mohawk Valley | Mohawk Valley | 115 | 50 | UNKNOWN124248 | 115 | 1 | Closed | 0.00324 | 0.01342 | 0.00222 | 1 | 0 | 167 | 556 | 210 | 2.3 | 2.7 | 98 | Old | Closed | 0 | 0 | 0 | 0 | 0 | FALSE
1032_419_1 | 1032 | TAP140349 | Mohawk Valley | Mohawk Valley | 115 | 419 | UNKNOWN125657 | 115 | 1 | Closed | 0.00158 | 0.00652 | 0.00108 | 1 | 0 | 167 | 556 | 210 | 0.8 | 1.3 | 99 | Old | Closed | 0 | 0 | 0 | 0 | 0 | FALSE
1032_420_1 | 1032 | TAP140349 | Mohawk Valley | Mohawk Valley | 115 | 420 | UNKNOWN125658 | 115 | 1 | Closed | 8e-05 | 0.00032 | 5e-05 | 1 | 0 | 167 | 556 | 210 | 0 | 0.1 | 100 | Old | Closed | 0 | 0 | 0 | 0 | 0 | FALSE
1033_1255_1 | 1033 | TAP140350 | Mohawk Valley | Mohawk Valley | 115 | 1255 | UNKNOWN144394 | 115 | 1 | Closed | 0.01474 | 0.06094 | 0.01009 | 1 | 0 | 167 | 556 | 210 | 6.4 | 12.3 | 101 | Old | Closed | 0 | 0 | 0 | 0 | 0 | FALSE
1033_420_1 | 1033 | TAP140350 | Mohawk Valley | Mohawk Valley | 115 | 420 | UNKNOWN125658 | 115 | 1 | Closed | 0.00012 | 0.00048 | 8e-05 | 1 | 0 | 167 | 556 | 210 | 0.1 | 0.1 | 102 | Old | Closed | 0 | 0 | 0 | 0 | 0 | FALSE
1034_1035_1 | 1034 | TAP140351 | Mohawk Valley | Mohawk Valley | 115 | 1035 | TAP140352 | 115 | 1 | Closed | 1e-05 | 6e-05 | 1e-05 | 1 | 0 | 167 | 556 | 210 | 0 | 0 | 103 | Old | Closed | 0 | 0 | 0 | 0 | 0 | FALSE
1034_1038_1 | 1034 | TAP140351 | Mohawk Valley | Mohawk Valley | 115 | 1038 | TAP140355 | 115 | 1 | Closed | 0.00613 | 0.02536 | 0.0042 | 1 | 0 | 167 | 556 | 210 | 5.1 | 5.1 | 104 | Old | Closed | 0 | 0 | 0 | 0 | 0 | FALSE
1034_423_1 | 1034 | TAP140351 | Mohawk Valley | Mohawk Valley | 115 | 423 | UNKNOWN125661 | 115 | 1 | Closed | 0.0002 | 0.00084 | 0.00014 | 1 | 0 | 167 | 556 | 210 | 0.1 | 0.2 | 105 | Old | Closed | 0 | 0 | 0 | 0 | 0 | FALSE
1035_1463_1 | 1035 | TAP140352 | Mohawk Valley | Mohawk Valley | 115 | 1463 | TAP173589 | 115 | 1 | Closed | 2e-05 | 7e-05 | 1e-05 | 1 | 0 | 167 | 556 | 210 | 0 | 0 | 106 | Old | Closed | 0 | 0 | 0 | 0 | 0 | FALSE
1035_1464_1 | 1035 | TAP140352 | Mohawk Valley | Mohawk Valley | 115 | 1464 | TAP173590 | 115 | 1 | Closed | 1e-05 | 6e-05 | 1e-05 | 1 | 0 | 167 | 556 | 210 | 0 | 0 | 107 | Old | Closed | 0 | 0 | 0 | 0 | 0 | FALSE
1036_1464_1 | 1036 | TAP140353 | Mohawk Valley | Mohawk Valley | 115 | 1464 | TAP173590 | 115 | 1 | Closed | 1e-05 | 6e-05 | 1e-05 | 1 | 0 | 167 | 556 | 210 | 0 | 0 | 108 | Old | Closed | 0 | 0 | 0 | 0 | 0 | FALSE
1036_423_1 | 1036 | TAP140353 | Mohawk Valley | Mohawk Valley | 115 | 423 | UNKNOWN125661 | 115 | 1 | Closed | 0.00013 | 0.00055 | 9e-05 | 1 | 0 | 167 | 556 | 210 | 0.1 | 0.1 | 109 | Old | Closed | 0 | 0 | 0 | 0 | 0 | FALSE
1037_1463_1 | 1037 | TAP140354 | Mohawk Valley | Mohawk Valley | 115 | 1463 | TAP173589 | 115 | 1 | Closed | 5e-05 | 0.0002 | 3e-05 | 1 | 0 | 167 | 556 | 210 | 0 | 0 | 110 | Old | Closed | 0 | 0 | 0 | 0 | 0 | FALSE
1037_421_1 | 1037 | TAP140354 | Mohawk Valley | Mohawk Valley | 115 | 421 | UNKNOWN125659 | 115 | 1 | Closed | 0.00681 | 0.02815 | 0.00466 | 1 | 0 | 167 | 556 | 210 | 3.3 | 5.7 | 111 | Old | Closed | 0 | 0 | 0 | 0 | 0 | FALSE
1037_423_1 | 1037 | TAP140354 | Mohawk Valley | Mohawk Valley | 115 | 423 | UNKNOWN125661 | 115 | 1 | Closed | 0.00015 | 0.0006 | 0.0001 | 1 | 0 | 167 | 556 | 210 | 0.1 | 0.1 | 112 | Old | Closed | 0 | 0 | 0 | 0 | 0 | FALSE
1038_1453_1 | 1038 | TAP140355 | Mohawk Valley | Mohawk Valley | 115 | 1453 | TAP172475 | 115 | 1 | Closed | 0.00039 | 0.00162 | 0.00027 | 1 | 0 | 167 | 556 | 210 | 0.3 | 0.3 | 113 | Old | Closed | 0 | 0 | 0 | 0 | 0 | FALSE
1038_425_1 | 1038 | TAP140355 | Mohawk Valley | Mohawk Valley | 115 | 425 | UNKNOWN125663 | 115 | 1 | Closed | 0.00069 | 0.00287 | 0.00048 | 1 | 0 | 167 | 556 | 210 | 0.4 | 0.6 | 114 | Old | Closed | 0 | 0 | 0 | 0 | 0 | FALSE
1039_203_1 | 1039 | TAP140356 | Mohawk Valley | Mohawk Valley | 115 | 203 | UNKNOWN125123 | 115 | 1 | Closed | 0.01483 | 0.0613 | 0.01015 | 1 | 0 | 167 | 556 | 210 | 11.6 | 12.3 | 115 | Old | Closed | 0 | 0 | 0 | 0 | 0 | FALSE
1039_430_1 | 1039 | TAP140356 | Mohawk Valley | Mohawk Valley | 115 | 430 | UNKNOWN127513 | 115 | 1 | Closed | 0.00472 | 0.0195 | 0.00323 | 1 | 0 | 167 | 556 | 210 | 3.5 | 3.9 | 116 | Old | Closed | 0 | 0 | 0 | 0 | 0 | FALSE
1039_82_1 | 1039 | TAP140356 | Mohawk Valley | Mohawk Valley | 115 | 82 | UNKNOWN124526 | 115 | 1 | Closed | 0.00012 | 0.00048 | 8e-05 | 1 | 0 | 167 | 556 | 210 | 0.1 | 0.1 | 117 | Old | Closed | 0 | 0 | 0 | 0 | 0 | FALSE
1040_1286_1 | 1040 | TAP140357 | Mohawk Valley | Mohawk Valley | 115 | 1286 | UNKNOWN145218 | 115 | 1 | Closed | 0.0056 | 0.0125 | 0.00144 | 1 | 0 | 116 | 556 | 145 | 1.9 | 2.1 | 118 | Old | Closed | 0 | 0 | 0 | 0 | 0 | FALSE
1040_379_1 | 1040 | TAP140357 | Mohawk Valley | Mohawk Valley | 115 | 379 | UNKNOWN125583 | 115 | 1 | Closed | 4e-05 | 0.00016 | 3e-05 | 1 | 0 | 167 | 556 | 210 | 0 | 0 | 119 | Old | Closed | 0 | 0 | 0 | 0 | 0 | FALSE
1040_59_1 | 1040 | TAP140357 | Mohawk Valley | Mohawk Valley | 115 | 59 | UNKNOWN124323 | 115 | 1 | Closed | 0.0223 | 0.09222 | 0.01527 | 1 | 0 | 167 | 556 | 210 | 13.9 | 18.5 | 120 | Old | Closed | 0 | 0 | 0 | 0 | 0 | FALSE
1041_379_1 | 1041 | TAP140358 | Mohawk Valley | Mohawk Valley | 115 | 379 | UNKNOWN125583 | 115 | 1 | Closed | 3e-05 | 0.00013 | 2e-05 | 1 | 0 | 167 | 556 | 210 | 0 | 0 | 121 | Old | Closed | 0 | 0 | 0 | 0 | 0 | FALSE
1041_59_1 | 1041 | TAP140358 | Mohawk Valley | Mohawk Valley | 115 | 59 | UNKNOWN124323 | 115 | 1 | Closed | 0.0223 | 0.09221 | 0.01527 | 1 | 0 | 167 | 556 | 210 | 13.8 | 18.5 | 122 | Old | Closed | 0 | 0 | 0 | 0 | 0 | FALSE
1042_1044_1 | 1042 | TAP140359 | Mohawk Valley | Mohawk Valley | 115 | 1044 | TAP140362 | 115 | 1 | Closed | 0.00656 | 0.02712 | 0.00449 | 1 | 0 | 167 | 556 | 210 | 4 | 5.5 | 123 | Old | Closed | 0 | 0 | 0 | 0 | 0 | FALSE
1042_1055_1 | 1042 | TAP140359 | Mohawk Valley | Mohawk Valley | 115 | 1055 | TAP140373 | 115 | 1 | Closed | 0.00347 | 0.01434 | 0.00237 | 1 | 0 | 167 | 556 | 210 | 2.4 | 2.9 | 124 | Old | Closed | 0 | 0 | 0 | 0 | 0 | FALSE
1042_382_1 | 1042 | TAP140359 | Mohawk Valley | Mohawk Valley | 115 | 382 | WALESVILLE | 115 | 1 | Closed | 0.00019 | 0.00078 | 0.00013 | 1 | 0 | 167 | 556 | 210 | 0.1 | 0.2 | 125 | Old | Closed | 0 | 0 | 0 | 0 | 0 | FALSE
1043_1548_1 | 1043 | TAP140360 | Mohawk Valley | Mohawk Valley | 115 | 1548 | PORTER | 115 | 1 | Closed | 0.01006 | 0.04161 | 0.00689 | 1 | 0 | 167 | 556 | 210 | 6.3 | 8.4 | 126 | Old | Closed | 0 | 0 | 0 | 0 | 0 | FALSE
1043_380_1 | 1043 | TAP140360 | Mohawk Valley | Mohawk Valley | 115 | 380 | ONEIDA | 115 | 1 | Closed | 0.02364 | 0.09777 | 0.01619 | 1 | 0 | 167 | 556 | 210 | 14.6 | 19.7 | 127 | Old | Closed | 0 | 0 | 0 | 0 | 0 | FALSE
1043_382_1 | 1043 | TAP140360 | Mohawk Valley | Mohawk Valley | 115 | 382 | WALESVILLE | 115 | 1 | Closed | 0.0006 | 0.00247 | 0.00041 | 1 | 0 | 167 | 556 | 210 | 0.4 | 0.5 | 128 | Old | Closed | 0 | 0 | 0 | 0 | 0 | FALSE
1044_1548_1 | 1044 | TAP140362 | Mohawk Valley | Mohawk Valley | 115 | 1548 | PORTER | 115 | 1 | Closed | 0.00388 | 0.01603 | 0.00265 | 1 | 0 | 167 | 556 | 210 | 2.4 | 3.2 | 129 | Old | Closed | 0 | 0 | 0 | 0 | 0 | FALSE
1044_384_1 | 1044 | TAP140362 | Mohawk Valley | Mohawk Valley | 115 | 384 | CAVANAUGH | 115 | 1 | Closed | 0.00014 | 0.00057 | 9e-05 | 1 | 0 | 167 | 556 | 210 | 0.1 | 0.1 | 130 | Old | Closed | 0 | 0 | 0 | 0 | 0 | FALSE
1045_1055_1 | 1045 | TAP140363 | Mohawk Valley | Mohawk Valley | 115 | 1055 | TAP140373 | 115 | 1 | Closed | 0.0038 | 0.01569 | 0.0026 | 1 | 0 | 167 | 556 | 210 | 2 | 3.2 | 131 | Old | Closed | 0 | 0 | 0 | 0 | 0 | FALSE
1045_432_1 | 1045 | TAP140363 | Mohawk Valley | Mohawk Valley | 115 | 432 | UNKNOWN127515 | 115 | 1 | Closed | 5e-05 | 0.00021 | 3e-05 | 1 | 0 | 167 | 556 | 210 | 0 | 0 | 132 | Old | Closed | 0 | 0 | 0 | 0 | 0 | FALSE
1045_433_1 | 1045 | TAP140363 | Mohawk Valley | Mohawk Valley | 115 | 433 | UNKNOWN127516 | 115 | 1 | Closed | 0.00069 | 0.00284 | 0.00047 | 1 | 0 | 167 | 556 | 210 | 0.4 | 0.6 | 133 | Old | Closed | 0 | 0 | 0 | 0 | 0 | FALSE
1046_1353_1 | 1046 | TAP140364 | Mohawk Valley | Mohawk Valley | 115 | 1353 | LEVITT | 115 | 1 | Closed | 0.00307 | 0.01269 | 0.0021 | 1 | 0 | 167 | 556 | 210 | 1.2 | 2.6 | 134 | Old | Closed | 0 | 0 | 0 | 0 | 0 | FALSE
1046_1396_1 | 1046 | TAP140364 | Mohawk Valley | Mohawk Valley | 115 | 1396 | TAP161165 | 115 | 1 | Closed | 0.00226 | 0.00933 | 0.00154 | 1 | 0 | 167 | 556 | 210 | 1.4 | 1.9 | 135 | Old | Closed | 0 | 0 | 0 | 0 | 0 | FALSE
1046_435_1 | 1046 | TAP140364 | Mohawk Valley | Mohawk Valley | 115 | 435 | LEIGH | 115 | 1 | Closed | 0.02329 | 0.0963 | 0.01595 | 1 | 0 | 167 | 556 | 210 | 14.6 | 19.4 | 136 | Old | Closed | 0 | 0 | 0 | 0 | 0 | FALSE
1047_1548_1 | 1047 | TAP140365 | Mohawk Valley | Mohawk Valley | 115 | 1548 | PORTER | 115 | 1 | Closed | 0.00389 | 0.01608 | 0.00266 | 1 | 0 | 167 | 556 | 210 | 2.2 | 3.2 | 137 | Old | Closed | 0 | 0 | 0 | 0 | 0 | FALSE
1047_385_1 | 1047 | TAP140365 | Mohawk Valley | Mohawk Valley | 115 | 385 | TERMINAL | 115 | 1 | Closed | 0.00185 | 0.00763 | 0.00126 | 1 | 0 | 167 | 556 | 210 | 1.2 | 1.5 | 138 | Old | Closed | 0 | 0 | 0 | 0 | 0 | FALSE
1047_438_1 | 1047 | TAP140365 | Mohawk Valley | Mohawk Valley | 115 | 438 | DUNLOP | 115 | 1 | Closed | 0.00234 | 0.00969 | 0.0016 | 1 | 0 | 167 | 556 | 210 | 1.3 | 1.9 | 139 | Old | Closed | 0 | 0 | 0 | 0 | 0 | FALSE
1048_434_1 | 1048 | TAP140366 | Mohawk Valley | Mohawk Valley | 115 | 434 | ROME | 115 | 1 | Closed | 0.00151 | 0.00623 | 0.00103 | 1 | 0 | 167 | 556 | 210 | 0.8 | 1.3 | 140 | Old | Closed | 0 | 0 | 0 | 0 | 0 | FALSE
1048_439_1 | 1048 | TAP140366 | Mohawk Valley | Mohawk Valley | 115 | 439 | REVERE CO | 115 | 1 | Closed | 7e-05 | 0.00028 | 5e-05 | 1 | 0 | 167 | 556 | 210 | 0 | 0.1 | 141 | Old | Closed | 0 | 0 | 0 | 0 | 0 | FALSE
1048_440_1 | 1048 | TAP140366 | Mohawk Valley | Mohawk Valley | 115 | 440 | GRIFFISS AIR BASE | 115 | 1 | Closed | 0.00234 | 0.00966 | 0.0016 | 1 | 0 | 167 | 556 | 210 | 1.5 | 1.9 | 142 | Old | Closed | 0 | 0 | 0 | 0 | 0 | FALSE
1049_441_1 | 1049 | TAP140367 | Mohawk Valley | Mohawk Valley | 115 | 441 | UNKNOWN127526 | 115 | 1 | Closed | 5e-05 | 0.00021 | 3e-05 | 1 | 0 | 167 | 556 | 210 | 0 | 0 | 143 | Old | Closed | 0 | 0 | 0 | 0 | 0 | FALSE
105_1364_1 | 105 | GETZVILLE | West | West | 115 | 1364 | TAP160981 | 115 | 1 | Closed | 0.00405 | 0.01676 | 0.00278 | 1 | 0 | 167 | 556 | 210 | 2.5 | 3.4 | 144 | Old | Closed | 0 | 0 | 0 | 0 | 0 | FALSE
105_1365_1 | 105 | GETZVILLE | West | West | 115 | 1365 | TAP160982 | 115 | 1 | Closed | 0.00407 | 0.01683 | 0.00279 | 1 | 0 | 167 | 556 | 210 | 2.5 | 3.4 | 145 | Old | Closed | 0 | 0 | 0 | 0 | 0 | FALSE
105_1433_1 | 105 | GETZVILLE | West | West | 115 | 1433 | DEADEND166950 | 115 | 1 | Closed | 0.01693 | 0.07002 | 0.01159 | 1 | 0 | 167 | 556 | 210 | 9.5 | 14.1 | 146 | Old | Closed | 0 | 0 | 0 | 0 | 0 | FALSE
105_1436_1 | 105 | GETZVILLE | West | West | 115 | 1436 | TAP166953 | 115 | 1 | Closed | 6e-05 | 0.00025 | 4e-05 | 1 | 0 | 167 | 556 | 210 | 0.1 | 0 | 147 | Old | Closed | 0 | 0 | 0 | 0 | 0 | FALSE
105_262_1 | 105 | GETZVILLE | West | West | 115 | 262 | UNKNOWN125299 | 115 | 1 | Closed | 0.01823 | 0.07536 | 0.01248 | 1 | 0 | 167 | 556 | 210 | 9.9 | 15.2 | 148 | Old | Closed | 0 | 0 | 0 | 0 | 0 | FALSE
105_309_1 | 105 | GETZVILLE | West | West | 115 | 309 | STATION 140 | 115 | 1 | Closed | 0.00227 | 0.0094 | 0.00156 | 1 | 0 | 167 | 556 | 210 | 1.9 | 1.9 | 149 | Old | Closed | 0 | 0 | 0 | 0 | 0 | FALSE
105_309_2 | 105 | GETZVILLE | West | West | 115 | 309 | STATION 140 | 115 | 2 | Closed | 0.00227 | 0.00939 | 0.00155 | 1 | 0 | 167 | 556 | 210 | 1.9 | 1.9 | 150 | Old | Closed | 0 | 0 | 0 | 0 | 0 | FALSE
1050_16_1 | 1050 | TAP140368 | Mohawk Valley | Mohawk Valley | 115 | 16 | BOONVILLE | 115 | 1 | Closed | 0.02493 | 0.1031 | 0.01707 | 1 | 0 | 167 | 556 | 210 | 20 | 20.7 | 151 | Old | Closed | 0 | 0 | 0 | 0 | 0 | FALSE
1050_441_1 | 1050 | TAP140368 | Mohawk Valley | Mohawk Valley | 115 | 441 | UNKNOWN127526 | 115 | 1 | Closed | 4e-05 | 0.00018 | 3e-05 | 1 | 0 | 167 | 556 | 210 | 0 | 0 | 152 | Old | Closed | 0 | 0 | 0 | 0 | 0 | FALSE
1051_1052_1 | 1051 | TAP140369 | Mohawk Valley | Mohawk Valley | 115 | 1052 | TAP140370 | 115 | 1 | Closed | 0.0244 | 0.10092 | 0.01671 | 1 | 0 | 167 | 556 | 210 | 19.6 | 20.3 | 153 | Old | Closed | 0 | 0 | 0 | 0 | 0 | FALSE
1051_16_1 | 1051 | TAP140369 | Mohawk Valley | Mohawk Valley | 115 | 16 | BOONVILLE | 115 | 1 | Closed | 0.00207 | 0.00857 | 0.00142 | 1 | 0 | 167 | 556 | 210 | 1.7 | 1.7 | 154 | Old | Closed | 0 | 0 | 0 | 0 | 0 | FALSE
1051_392_1 | 1051 | TAP140369 | Mohawk Valley | Mohawk Valley | 115 | 392 | BOONVILLE VILLAGE | 115 | 1 | Closed | 0.00027 | 0.0011 | 0.00018 | 1 | 0 | 167 | 556 | 210 | 0.2 | 0.2 | 155 | Old | Closed | 0 | 0 | 0 | 0 | 0 | FALSE
1052_1548_1 | 1052 | TAP140370 | Mohawk Valley | Mohawk Valley | 115 | 1548 | PORTER | 115 | 1 | Closed | 0.00655 | 0.02708 | 0.00448 | 1 | 0 | 167 | 556 | 210 | 4.3 | 5.4 | 156 | Old | Closed | 0 | 0 | 0 | 0 | 0 | FALSE
1052_387_1 | 1052 | TAP140370 | Mohawk Valley | Mohawk Valley | 115 | 387 | UNKNOWN125605 | 115 | 1 | Closed | 7e-05 | 0.00028 | 5e-05 | 1 | 0 | 167 | 556 | 210 | 0 | 0.1 | 157 | Old | Closed | 0 | 0 | 0 | 0 | 0 | FALSE
1053_1054_1 | 1053 | TAP140371 | Mohawk Valley | Mohawk Valley | 115 | 1054 | TAP140372 | 115 | 1 | Closed | 0.00191 | 0.00788 | 0.0013 | 1 | 0 | 167 | 556 | 210 | 1.2 | 1.6 | 158 | Old | Closed | 0 | 0 | 0 | 0 | 0 | FALSE
1053_576_1 | 1053 | TAP140371 | Mohawk Valley | Mohawk Valley | 115 | 576 | UNKNOWN130191 | 115 | 1 | Closed | 0.0002 | 0.00084 | 0.00014 | 1 | 0 | 167 | 556 | 210 | 0.2 | 0.2 | 159 | Old | Closed | 0 | 0 | 0 | 0 | 0 | FALSE
1054_396_1 | 1054 | TAP140372 | Mohawk Valley | Mohawk Valley | 115 | 396 | UNKNOWN125629 | 115 | 1 | Closed | 6e-05 | 0.00024 | 4e-05 | 1 | 0 | 167 | 556 | 210 | 0 | 0 | 160 | Old | Closed | 0 | 0 | 0 | 0 | 0 | FALSE
1054_397_1 | 1054 | TAP140372 | Mohawk Valley | Mohawk Valley | 115 | 397 | UNKNOWN125630 | 115 | 1 | Closed | 5e-05 | 0.00022 | 4e-05 | 1 | 0 | 167 | 556 | 210 | 0 | 0 | 161 | Old | Closed | 0 | 0 | 0 | 0 | 0 | FALSE
1055_383_1 | 1055 | TAP140373 | Mohawk Valley | Mohawk Valley | 115 | 383 | VAHNUNDASIS | 115 | 1 | Closed | 4e-05 | 0.00015 | 2e-05 | 1 | 0 | 167 | 556 | 210 | 0 | 0 | 162 | Old | Closed | 0 | 0 | 0 | 0 | 0 | FALSE
1056_153_1 | 1056 | TAP140411 | Central | Central | 115 | 153 | LABRADOR | 115 | 1 | Closed | 2e-05 | 7e-05 | 1e-05 | 1 | 0 | 167 | 556 | 210 | 0 | 0 | 163 | Old | Closed | 0 | 0 | 0 | 0 | 0 | FALSE
1056_154_1 | 1056 | TAP140411 | Central | Central | 115 | 154 | CORTLAND | 115 | 1 | Closed | 0.01538 | 0.0636 | 0.01053 | 1 | 0 | 167 | 556 | 210 | 10.9 | 12.8 | 164 | Old | Closed | 0 | 0 | 0 | 0 | 0 | FALSE
1056_366_1 | 1056 | TAP140411 | Central | Mohawk Valley | 115 | 366 | DELPHI | 115 | 1 | Closed | 0.01497 | 0.0619 | 0.01025 | 1 | 0 | 167 | 556 | 210 | 10.9 | 12.4 | 165 | Old | Closed | 0 | 0 | 0 | 0 | 0 | FALSE
1057_1058_1 | 1057 | TAP140412 | Central | Central | 115 | 1058 | TAP140413 | 115 | 1 | Closed | 0.00075 | 0.0031 | 0.00051 | 1 | 0 | 167 | 556 | 210 | 0.6 | 0.6 | 166 | Old | Closed | 0 | 0 | 0 | 0 | 0 | FALSE
1057_154_1 | 1057 | TAP140412 | Central | Central | 115 | 154 | CORTLAND | 115 | 1 | Closed | 8e-05 | 0.00033 | 6e-05 | 1 | 0 | 167 | 556 | 210 | 0.1 | 0.1 | 167 | Old | Closed | 0 | 0 | 0 | 0 | 0 | FALSE
1057_328_1 | 1057 | TAP140412 | Central | Central | 115 | 328 | TULLY CENTER | 115 | 1 | Closed | 0.02411 | 0.09971 | 0.01651 | 1 | 0 | 167 | 556 | 210 | 13.7 | 20 | 168 | Old | Closed | 0 | 0 | 0 | 0 | 0 | FALSE
1058_155_1 | 1058 | TAP140413 | Central | Central | 115 | 155 | UNKNOWN124834 | 115 | 1 | Closed | 0.00132 | 0.00546 | 0.0009 | 1 | 0 | 167 | 556 | 210 | 0.8 | 1.1 | 169 | Old | Closed | 0 | 0 | 0 | 0 | 0 | FALSE
1058_156_1 | 1058 | TAP140413 | Central | Central | 115 | 156 | STARR RD | 115 | 1 | Closed | 0.00635 | 0.02625 | 0.00435 | 1 | 0 | 167 | 556 | 210 | 2.6 | 5.3 | 170 | Old | Closed | 0 | 0 | 0 | 0 | 0 | FALSE
1059_156_1 | 1059 | TAP140414 | Central | Central | 115 | 156 | STARR RD | 115 | 1 | Closed | 0.00107 | 0.00444 | 0.00074 | 1 | 0 | 167 | 556 | 210 | 0.6 | 0.9 | 171 | Old | Closed | 0 | 0 | 0 | 0 | 0 | FALSE
1059_157_1 | 1059 | TAP140414 | Central | Central | 115 | 157 | SUNY | 115 | 1 | Closed | 6e-05 | 0.00027 | 4e-05 | 1 | 0 | 167 | 556 | 210 | 0 | 0.1 | 172 | Old | Closed | 0 | 0 | 0 | 0 | 0 | FALSE
1059_158_1 | 1059 | TAP140414 | Central | Central | 115 | 158 | UNKNOWN124837 | 115 | 1 | Closed | 0.00094 | 0.00389 | 0.00064 | 1 | 0 | 167 | 556 | 210 | 0.6 | 0.8 | 173 | Old | Closed | 0 | 0 | 0 | 0 | 0 | FALSE
106_1364_1 | 106 | UNKNOWN124631 | West | West | 115 | 1364 | TAP160981 | 115 | 1 | Closed | 6e-05 | 0.00024 | 4e-05 | 1 | 0 | 167 | 556 | 210 | 0 | 0 | 174 | Old | Closed | 0 | 0 | 0 | 0 | 0 | FALSE
106_1365_1 | 106 | UNKNOWN124631 | West | West | 115 | 1365 | TAP160982 | 115 | 1 | Closed | 8e-05 | 0.00034 | 6e-05 | 1 | 0 | 167 | 556 | 210 | 0 | 0.1 | 175 | Old | Closed | 0 | 0 | 0 | 0 | 0 | FALSE
1060_328_1 | 1060 | TAP140415 | Central | Central | 115 | 328 | TULLY CENTER | 115 | 1 | Closed | 0.02082 | 0.0861 | 0.01426 | 1 | 0 | 167 | 556 | 210 | 12.6 | 17.3 | 176 | Old | Closed | 0 | 0 | 0 | 0 | 0 | FALSE
1060_329_1 | 1060 | TAP140415 | Central | Central | 115 | 329 | TILDEN | 115 | 1 | Closed | 0.00047 | 0.00193 | 0.00032 | 1 | 0 | 167 | 556 | 210 | 0.2 | 0.4 | 177 | Old | Closed | 0 | 0 | 0 | 0 | 0 | FALSE
1060_338_1 | 1060 | TAP140415 | Central | Central | 115 | 338 | ROCK CUT | 115 | 1 | Closed | 0.00414 | 0.01712 | 0.00283 | 1 | 0 | 167 | 556 | 210 | 2.7 | 3.4 | 178 | Old | Closed | 0 | 0 | 0 | 0 | 0 | FALSE
1061_1478_1 | 1061 | TAP140420 | Central | Central | 115 | 1478 | DEWITT | 115 | 1 | Closed | 0.00049 | 0.00204 | 0.00034 | 1 | 0 | 167 | 556 | 210 | 0.1 | 0.4 | 179 | Old | Closed | 0 | 0 | 0 | 0 | 0 | FALSE
1061_1553_1 | 1061 | TAP140420 | Central | Central | 115 | 1553 | CLAY | 115 | 1 | Closed | 0.02072 | 0.08569 | 0.01419 | 1 | 0 | 167 | 556 | 210 | 12.2 | 17.2 | 180 | Old | Closed | 0 | 0 | 0 | 0 | 0 | FALSE
1061_340_1 | 1061 | TAP140420 | Central | Central | 115 | 340 | UNKNOWN125443 | 115 | 1 | Closed | 0.00896 | 0.03705 | 0.00613 | 1 | 0 | 167 | 556 | 210 | 3.5 | 7.4 | 181 | Old | Closed | 0 | 0 | 0 | 0 | 0 | FALSE
1062_1064_1 | 1062 | TAP140422 | Central | Central | 115 | 1064 | TAP140424 | 115 | 1 | Closed | 0.00027 | 0.00111 | 0.00018 | 1 | 0 | 167 | 556 | 210 | 0.2 | 0.2 | 182 | Old | Closed | 0 | 0 | 0 | 0 | 0 | FALSE
1062_343_1 | 1062 | TAP140422 | Central | Central | 115 | 343 | UNKNOWN125446 | 115 | 1 | Closed | 0.00361 | 0.01493 | 0.00247 | 1 | 0 | 167 | 556 | 210 | 2.2 | 3 | 183 | Old | Closed | 0 | 0 | 0 | 0 | 0 | FALSE
1062_344_1 | 1062 | TAP140422 | Central | Central | 115 | 344 | UNKNOWN125447 | 115 | 1 | Closed | 0.00014 | 0.00058 | 0.0001 | 1 | 0 | 167 | 556 | 210 | 0.1 | 0.1 | 184 | Old | Closed | 0 | 0 | 0 | 0 | 0 | FALSE
1063_1065_1 | 1063 | TAP140423 | Central | Central | 115 | 1065 | TAP140425 | 115 | 1 | Closed | 0.00028 | 0.00114 | 0.00019 | 1 | 0 | 167 | 556 | 210 | 0.2 | 0.2 | 185 | Old | Closed | 0 | 0 | 0 | 0 | 0 | FALSE
1063_343_1 | 1063 | TAP140423 | Central | Central | 115 | 343 | UNKNOWN125446 | 115 | 1 | Closed | 0.00361 | 0.01492 | 0.00247 | 1 | 0 | 167 | 556 | 210 | 2.2 | 3 | 186 | Old | Closed | 0 | 0 | 0 | 0 | 0 | FALSE
1063_344_1 | 1063 | TAP140423 | Central | Central | 115 | 344 | UNKNOWN125447 | 115 | 1 | Closed | 9e-05 | 0.00038 | 6e-05 | 1 | 0 | 167 | 556 | 210 | 0.1 | 0.1 | 187 | Old | Closed | 0 | 0 | 0 | 0 | 0 | FALSE
1064_1478_1 | 1064 | TAP140424 | Central | Central | 115 | 1478 | DEWITT | 115 | 1 | Closed | 0.00267 | 0.01105 | 0.00183 | 1 | 0 | 167 | 556 | 210 | 1.5 | 2.2 | 188 | Old | Closed | 0 | 0 | 0 | 0 | 0 | FALSE
1064_342_1 | 1064 | TAP140424 | Central | Central | 115 | 342 | UNKNOWN125445 | 115 | 1 | Closed | 9e-05 | 0.00038 | 6e-05 | 1 | 0 | 167 | 556 | 210 | 0 | 0.1 | 189 | Old | Closed | 0 | 0 | 0 | 0 | 0 | FALSE
1065_1478_1 | 1065 | TAP140425 | Central | Central | 115 | 1478 | DEWITT | 115 | 1 | Closed | 0.00267 | 0.01102 | 0.00183 | 1 | 0 | 167 | 556 | 210 | 1.5 | 2.2 | 190 | Old | Closed | 0 | 0 | 0 | 0 | 0 | FALSE
1065_342_1 | 1065 | TAP140425 | Central | Central | 115 | 342 | UNKNOWN125445 | 115 | 1 | Closed | 5e-05 | 0.0002 | 3e-05 | 1 | 0 | 167 | 556 | 210 | 0 | 0 | 191 | Old | Closed | 0 | 0 | 0 | 0 | 0 | FALSE
1066_1072_1 | 1066 | TAP140426 | Central | Central | 115 | 1072 | TAP140432 | 115 | 1 | Closed | 0.00356 | 0.01471 | 0.00244 | 1 | 0 | 167 | 556 | 210 | 2.5 | 3 | 192 | Old | Closed | 0 | 0 | 0 | 0 | 0 | FALSE
1066_1478_1 | 1066 | TAP140426 | Central | Central | 115 | 1478 | DEWITT | 115 | 1 | Closed | 0.0002 | 0.00081 | 0.00013 | 1 | 0 | 167 | 556 | 210 | 0.1 | 0.2 | 193 | Old | Closed | 0 | 0 | 0 | 0 | 0 | FALSE
1066_341_1 | 1066 | TAP140426 | Central | Central | 115 | 341 | BUTTERMILK | 115 | 1 | Closed | 4e-05 | 0.00018 | 3e-05 | 1 | 0 | 167 | 556 | 210 | 0 | 0 | 194 | Old | Closed | 0 | 0 | 0 | 0 | 0 | FALSE
1067_1071_1 | 1067 | TAP140427 | Central | Central | 115 | 1071 | TAP140431 | 115 | 1 | Closed | 0.00356 | 0.01473 | 0.00244 | 1 | 0 | 167 | 556 | 210 | 2.5 | 3 | 195 | Old | Closed | 0 | 0 | 0 | 0 | 0 | FALSE
1067_1478_1 | 1067 | TAP140427 | Central | Central | 115 | 1478 | DEWITT | 115 | 1 | Closed | 0.00017 | 0.00071 | 0.00012 | 1 | 0 | 167 | 556 | 210 | 0.1 | 0.1 | 196 | Old | Closed | 0 | 0 | 0 | 0 | 0 | FALSE
1067_341_1 | 1067 | TAP140427 | Central | Central | 115 | 341 | BUTTERMILK | 115 | 1 | Closed | 3e-05 | 0.00014 | 2e-05 | 1 | 0 | 167 | 556 | 210 | 0 | 0 | 197 | Old | Closed | 0 | 0 | 0 | 0 | 0 | FALSE
1068_1069_1 | 1068 | TAP140428 | Central | Central | 115 | 1069 | TAP140429 | 115 | 1 | Closed | 0.00026 | 0.00107 | 0.00018 | 1 | 0 | 167 | 556 | 210 | 0.2 | 0.2 | 198 | Old | Closed | 0 | 0 | 0 | 0 | 0 | FALSE
1068_1478_1 | 1068 | TAP140428 | Central | Central | 115 | 1478 | DEWITT | 115 | 1 | Closed | 0.0045 | 0.01861 | 0.00308 | 1 | 0 | 167 | 556 | 210 | 2.1 | 3.7 | 199 | Old | Closed | 0 | 0 | 0 | 0 | 0 | FALSE
1068_27_1 | 1068 | TAP140428 | Central | Central | 115 | 27 | UNKNOWN124171 | 115 | 1 | Closed | 7e-05 | 0.0003 | 5e-05 | 1 | 0 | 167 | 556 | 210 | 0 | 0.1 | 200 | Old | Closed | 0 | 0 | 0 | 0 | 0 | FALSE
1069_345_1 | 1069 | TAP140429 | Central | Central | 115 | 345 | UNKNOWN125448 | 115 | 1 | Closed | 3e-05 | 0.00012 | 2e-05 | 1 | 0 | 167 | 556 | 210 | 0 | 0 | 201 | Old | Closed | 0 | 0 | 0 | 0 | 0 | FALSE
1069_346_1 | 1069 | TAP140429 | Central | Central | 115 | 346 | UNKNOWN125449 | 115 | 1 | Closed | 0.00049 | 0.00204 | 0.00034 | 1 | 0 | 167 | 556 | 210 | 0.2 | 0.4 | 202 | Old | Closed | 0 | 0 | 0 | 0 | 0 | FALSE
107_1364_1 | 107 | UNKNOWN124632 | West | West | 115 | 1364 | TAP160981 | 115 | 1 | Closed | 0.0053 | 0.0219 | 0.00363 | 1 | 0 | 167 | 556 | 210 | 3.2 | 4.4 | 203 | Old | Closed | 0 | 0 | 0 | 0 | 0 | FALSE
107_1365_1 | 107 | UNKNOWN124632 | West | West | 115 | 1365 | TAP160982 | 115 | 1 | Closed | 0.00528 | 0.02184 | 0.00362 | 1 | 0 | 167 | 556 | 210 | 3.2 | 4.4 | 204 | Old | Closed | 0 | 0 | 0 | 0 | 0 | FALSE
107_1566_1 | 107 | UNKNOWN124632 | West | West | 115 | 1566 | HUNTLEY | 115 | 1 | Closed | 0.00785 | 0.03244 | 0.00537 | 1 | 0 | 167 | 556 | 210 | 4.4 | 6.5 | 205 | Old | Closed | 0 | 0 | 0 | 0 | 0 | FALSE
107_1566_2 | 107 | UNKNOWN124632 | West | West | 115 | 1566 | HUNTLEY | 115 | 2 | Closed | 0.00777 | 0.03213 | 0.00532 | 1 | 0 | 167 | 556 | 210 | 4.4 | 6.5 | 206 | Old | Closed | 0 | 0 | 0 | 0 | 0 | FALSE
107_1566_3 | 107 | UNKNOWN124632 | West | West | 115 | 1566 | HUNTLEY | 115 | 3 | Closed | 0.00777 | 0.03214 | 0.00532 | 1 | 0 | 167 | 556 | 210 | 4.4 | 6.5 | 207 | Old | Closed | 0 | 0 | 0 | 0 | 0 | FALSE
1070_1075_1 | 1070 | TAP140430 | Central | Central | 115 | 1075 | TAP140435 | 115 | 1 | Closed | 0.00045 | 0.00188 | 0.00031 | 1 | 0 | 167 | 556 | 210 | 0.3 | 0.4 | 208 | Old | Closed | 0 | 0 | 0 | 0 | 0 | FALSE
1070_27_1 | 1070 | TAP140430 | Central | Central | 115 | 27 | UNKNOWN124171 | 115 | 1 | Closed | 0.00033 | 0.00136 | 0.00022 | 1 | 0 | 167 | 556 | 210 | 0.2 | 0.3 | 209 | Old | Closed | 0 | 0 | 0 | 0 | 0 | FALSE
1070_345_1 | 1070 | TAP140430 | Central | Central | 115 | 345 | UNKNOWN125448 | 115 | 1 | Closed | 4e-05 | 0.00017 | 3e-05 | 1 | 0 | 167 | 556 | 210 | 0 | 0 | 210 | Old | Closed | 0 | 0 | 0 | 0 | 0 | FALSE
1071_1081_1 | 1071 | TAP140431 | Central | Central | 115 | 1081 | TAP140441 | 115 | 1 | Closed | 0.00339 | 0.01402 | 0.00232 | 1 | 0 | 167 | 556 | 210 | 1.5 | 2.8 | 211 | Old | Closed | 0 | 0 | 0 | 0 | 0 | FALSE
1071_347_1 | 1071 | TAP140431 | Central | Central | 115 | 347 | UNKNOWN125450 | 115 | 1 | Closed | 0.00143 | 0.00593 | 0.00098 | 1 | 0 | 167 | 556 | 210 | 0.9 | 1.2 | 212 | Old | Closed | 0 | 0 | 0 | 0 | 0 | FALSE
1072_1074_1 | 1072 | TAP140432 | Central | Central | 115 | 1074 | TAP140434 | 115 | 1 | Closed | 0.00356 | 0.0147 | 0.00243 | 1 | 0 | 167 | 556 | 210 | 1.6 | 3 | 213 | Old | Closed | 0 | 0 | 0 | 0 | 0 | FALSE
1072_347_1 | 1072 | TAP140432 | Central | Central | 115 | 347 | UNKNOWN125450 | 115 | 1 | Closed | 0.00144 | 0.00594 | 0.00098 | 1 | 0 | 167 | 556 | 210 | 0.9 | 1.2 | 214 | Old | Closed | 0 | 0 | 0 | 0 | 0 | FALSE
1073_1074_1 | 1073 | TAP140433 | Central | Central | 115 | 1074 | TAP140434 | 115 | 1 | Closed | 0.00028 | 0.00115 | 0.00019 | 1 | 0 | 167 | 556 | 210 | 0.2 | 0.2 | 215 | Old | Closed | 0 | 0 | 0 | 0 | 0 | FALSE
1073_348_1 | 1073 | TAP140433 | Central | Central | 115 | 348 | UNKNOWN125451 | 115 | 1 | Closed | 0.00025 | 0.00102 | 0.00017 | 1 | 0 | 167 | 556 | 210 | 0.2 | 0.2 | 216 | Old | Closed | 0 | 0 | 0 | 0 | 0 | FALSE
1073_349_1 | 1073 | TAP140433 | Central | Central | 115 | 349 | UNKNOWN125452 | 115 | 1 | Closed | 0.00021 | 0.00086 | 0.00014 | 1 | 0 | 167 | 556 | 210 | 0.1 | 0.2 | 217 | Old | Closed | 0 | 0 | 0 | 0 | 0 | FALSE
1074_171_1 | 1074 | TAP140434 | Central | Central | 115 | 171 | TEAL | 115 | 1 | Closed | 0.005 | 0.02069 | 0.00343 | 1 | 0 | 167 | 556 | 210 | 2.7 | 4.2 | 218 | Old | Closed | 0 | 0 | 0 | 0 | 0 | FALSE
1075_1292_1 | 1075 | TAP140435 | Central | Central | 115 | 1292 | TAP145298 | 115 | 1 | Closed | 0.00166 | 0.00686 | 0.00114 | 1 | 0 | 167 | 556 | 210 | 1.1 | 1.4 | 219 | Old | Closed | 0 | 0 | 0 | 0 | 0 | FALSE
1075_346_1 | 1075 | TAP140435 | Central | Central | 115 | 346 | UNKNOWN125449 | 115 | 1 | Closed | 8e-05 | 0.00034 | 6e-05 | 1 | 0 | 167 | 556 | 210 | 0.1 | 0.1 | 220 | Old | Closed | 0 | 0 | 0 | 0 | 0 | FALSE
1076_1098_1 | 1076 | TAP140436 | Central | Central | 115 | 1098 | TAP140460 | 115 | 1 | Closed | 0.00711 | 0.02941 | 0.00487 | 1 | 0 | 167 | 556 | 210 | 4.2 | 5.9 | 221 | Old | Closed | 0 | 0 | 0 | 0 | 0 | FALSE
1076_171_1 | 1076 | TAP140436 | Central | Central | 115 | 171 | TEAL | 115 | 1 | Closed | 0.00501 | 0.0207 | 0.00343 | 1 | 0 | 167 | 556 | 210 | 3 | 4.2 | 222 | Old | Closed | 0 | 0 | 0 | 0 | 0 | FALSE
1076_172_1 | 1076 | TAP140436 | Central | Central | 115 | 172 | HOPKINS | 115 | 1 | Closed | 9e-05 | 0.00039 | 6e-05 | 1 | 0 | 167 | 556 | 210 | 0.1 | 0.1 | 223 | Old | Closed | 0 | 0 | 0 | 0 | 0 | FALSE
1077_1079_1 | 1077 | TAP140437 | Central | Central | 115 | 1079 | TAP140439 | 115 | 1 | Closed | 0.00387 | 0.01599 | 0.00265 | 1 | 0 | 167 | 556 | 210 | 2.4 | 3.2 | 224 | Old | Closed | 0 | 0 | 0 | 0 | 0 | FALSE
1077_171_1 | 1077 | TAP140437 | Central | Central | 115 | 171 | TEAL | 115 | 1 | Closed | 0.00499 | 0.02065 | 0.00342 | 1 | 0 | 167 | 556 | 210 | 3 | 4.2 | 225 | Old | Closed | 0 | 0 | 0 | 0 | 0 | FALSE
1077_172_1 | 1077 | TAP140437 | Central | Central | 115 | 172 | HOPKINS | 115 | 1 | Closed | 0.00015 | 0.00061 | 0.0001 | 1 | 0 | 167 | 556 | 210 | 0.1 | 0.1 | 226 | Old | Closed | 0 | 0 | 0 | 0 | 0 | FALSE
1078_1080_1 | 1078 | TAP140438 | Central | Central | 115 | 1080 | TAP140440 | 115 | 1 | Closed | 0.00357 | 0.01476 | 0.00244 | 1 | 0 | 167 | 556 | 210 | 2.2 | 3 | 227 | Old | Closed | 0 | 0 | 0 | 0 | 0 | FALSE
1078_173_1 | 1078 | TAP140438 | Central | Central | 115 | 173 | WOODARD | 115 | 1 | Closed | 0.00185 | 0.00766 | 0.00127 | 1 | 0 | 167 | 556 | 210 | 1.1 | 1.5 | 228 | Old | Closed | 0 | 0 | 0 | 0 | 0 | FALSE
1078_174_1 | 1078 | TAP140438 | Central | Central | 115 | 174 | BELMONT | 115 | 1 | Closed | 5e-05 | 0.00019 | 3e-05 | 1 | 0 | 167 | 556 | 210 | 0 | 0 | 229 | Old | Closed | 0 | 0 | 0 | 0 | 0 | FALSE
1079_1089_1 | 1079 | TAP140439 | Central | Central | 115 | 1089 | TAP140451 | 115 | 1 | Closed | 0.00438 | 0.01811 | 0.003 | 1 | 0 | 167 | 556 | 210 | 2.8 | 3.6 | 230 | Old | Closed | 0 | 0 | 0 | 0 | 0 | FALSE
1079_174_1 | 1079 | TAP140439 | Central | Central | 115 | 174 | BELMONT | 115 | 1 | Closed | 5e-05 | 0.00022 | 4e-05 | 1 | 0 | 167 | 556 | 210 | 0 | 0 | 231 | Old | Closed | 0 | 0 | 0 | 0 | 0 | FALSE
108_133_1 | 108 | UNKNOWN124634 | Central | Central | 115 | 133 | UNKNOWN124726 | 115 | 1 | Closed | 0.02302 | 0.09519 | 0.01576 | 1 | 0 | 167 | 556 | 210 | 11 | 19.1 | 232 | Old | Closed | 0 | 0 | 0 | 0 | 0 | FALSE
108_1568_1 | 108 | UNKNOWN124634 | Central | Central | 115 | 1568 | HILLSIDE | 115 | 1 | Closed | 0.00685 | 0.02832 | 0.00469 | 1 | 0 | 167 | 556 | 210 | 3 | 5.7 | 233 | Old | Closed | 0 | 0 | 0 | 0 | 0 | FALSE
1080_1088_1 | 1080 | TAP140440 | Central | Central | 115 | 1088 | TAP140450 | 115 | 1 | Closed | 0.00082 | 0.00341 | 0.00056 | 1 | 0 | 167 | 556 | 210 | 0.5 | 0.7 | 234 | Old | Closed | 0 | 0 | 0 | 0 | 0 | FALSE
1080_175_1 | 1080 | TAP140440 | Central | Central | 115 | 175 | UNKNOWN124964 | 115 | 1 | Closed | 5e-05 | 0.00021 | 4e-05 | 1 | 0 | 167 | 556 | 210 | 0 | 0 | 235 | Old | Closed | 0 | 0 | 0 | 0 | 0 | FALSE
1081_1096_1 | 1081 | TAP140441 | Central | Central | 115 | 1096 | TAP140458 | 115 | 1 | Closed | 0.00571 | 0.02359 | 0.00391 | 1 | 0 | 167 | 556 | 210 | 4.1 | 4.7 | 236 | Old | Closed | 0 | 0 | 0 | 0 | 0 | FALSE
1081_348_1 | 1081 | TAP140441 | Central | Central | 115 | 348 | UNKNOWN125451 | 115 | 1 | Closed | 0.00037 | 0.00152 | 0.00025 | 1 | 0 | 167 | 556 | 210 | 0.3 | 0.3 | 237 | Old | Closed | 0 | 0 | 0 | 0 | 0 | FALSE
1082_1477_1 | 1082 | TAP140442 | Central | Central | 115 | 1477 | ELBRIDGE | 115 | 1 | Closed | 0.0089 | 0.03681 | 0.0061 | 1 | 0 | 167 | 556 | 210 | 5.5 | 7.4 | 238 | Old | Closed | 0 | 0 | 0 | 0 | 0 | FALSE
1082_180_1 | 1082 | TAP140442 | Central | Central | 115 | 180 | MILTON | 115 | 1 | Closed | 8e-05 | 0.00032 | 5e-05 | 1 | 0 | 167 | 556 | 210 | 0.1 | 0.1 | 239 | Old | Closed | 0 | 0 | 0 | 0 | 0 | FALSE
1082_334_1 | 1082 | TAP140442 | Central | Central | 115 | 334 | UNKNOWN125437 | 115 | 1 | Closed | 0.00402 | 0.01662 | 0.00275 | 1 | 0 | 167 | 556 | 210 | 2.5 | 3.3 | 240 | Old | Closed | 0 | 0 | 0 | 0 | 0 | FALSE
1083_1477_1 | 1083 | TAP140443 | Central | Central | 115 | 1477 | ELBRIDGE | 115 | 1 | Closed | 0.00892 | 0.03688 | 0.00611 | 1 | 0 | 167 | 556 | 210 | 5.5 | 7.4 | 241 | Old | Closed | 0 | 0 | 0 | 0 | 0 | FALSE
1083_180_1 | 1083 | TAP140443 | Central | Central | 115 | 180 | MILTON | 115 | 1 | Closed | 7e-05 | 0.00029 | 5e-05 | 1 | 0 | 167 | 556 | 210 | 0.1 | 0.1 | 242 | Old | Closed | 0 | 0 | 0 | 0 | 0 | FALSE
1083_334_1 | 1083 | TAP140443 | Central | Central | 115 | 334 | UNKNOWN125437 | 115 | 1 | Closed | 0.00399 | 0.01649 | 0.00273 | 1 | 0 | 167 | 556 | 210 | 2.5 | 3.3 | 243 | Old | Closed | 0 | 0 | 0 | 0 | 0 | FALSE
1084_1087_1 | 1084 | TAP140446 | Central | Central | 115 | 1087 | TAP140449 | 115 | 1 | Closed | 0.00448 | 0.01851 | 0.00306 | 1 | 0 | 167 | 556 | 210 | 2.4 | 3.7 | 244 | Old | Closed | 0 | 0 | 0 | 0 | 0 | FALSE
1084_182_1 | 1084 | TAP140446 | Central | Central | 115 | 182 | ANHEUSER BUSCH | 115 | 1 | Closed | 0.00093 | 0.00386 | 0.00064 | 1 | 0 | 167 | 556 | 210 | 0.5 | 0.8 | 245 | Old | Closed | 0 | 0 | 0 | 0 | 0 | FALSE
1084_183_1 | 1084 | TAP140446 | Central | Central | 115 | 183 | LYSANDER | 115 | 1 | Closed | 5e-05 | 0.00021 | 3e-05 | 1 | 0 | 167 | 556 | 210 | 0 | 0 | 246 | Old | Closed | 0 | 0 | 0 | 0 | 0 | FALSE
1085_1086_1 | 1085 | TAP140447 | Central | Central | 115 | 1086 | TAP140448 | 115 | 1 | Closed | 0.00445 | 0.01842 | 0.00305 | 1 | 0 | 167 | 556 | 210 | 2.4 | 3.7 | 247 | Old | Closed | 0 | 0 | 0 | 0 | 0 | FALSE
1085_182_1 | 1085 | TAP140447 | Central | Central | 115 | 182 | ANHEUSER BUSCH | 115 | 1 | Closed | 0.00095 | 0.00392 | 0.00065 | 1 | 0 | 167 | 556 | 210 | 0.6 | 0.8 | 248 | Old | Closed | 0 | 0 | 0 | 0 | 0 | FALSE
1085_183_1 | 1085 | TAP140447 | Central | Central | 115 | 183 | LYSANDER | 115 | 1 | Closed | 4e-05 | 0.00017 | 3e-05 | 1 | 0 | 167 | 556 | 210 | 0 | 0 | 249 | Old | Closed | 0 | 0 | 0 | 0 | 0 | FALSE
1086_1091_1 | 1086 | TAP140448 | Central | Central | 115 | 1091 | TAP140453 | 115 | 1 | Closed | 0.0024 | 0.00994 | 0.00165 | 1 | 0 | 167 | 556 | 210 | 1.8 | 2 | 250 | Old | Closed | 0 | 0 | 0 | 0 | 0 | FALSE
1086_354_1 | 1086 | TAP140448 | Central | Central | 115 | 354 | UNKNOWN125473 | 115 | 1 | Closed | 0.01578 | 0.06527 | 0.01081 | 1 | 0 | 167 | 556 | 210 | 8.6 | 13.1 | 251 | Old | Closed | 0 | 0 | 0 | 0 | 0 | FALSE
1087_1090_1 | 1087 | TAP140449 | Central | Central | 115 | 1090 | TAP140452 | 115 | 1 | Closed | 0.00239 | 0.0099 | 0.00164 | 1 | 0 | 167 | 556 | 210 | 1.8 | 2 | 252 | Old | Closed | 0 | 0 | 0 | 0 | 0 | FALSE
1087_1460_1 | 1087 | TAP140449 | Central | Central | 115 | 1460 | TAP173533 | 115 | 1 | Closed | 0.02445 | 0.1011 | 0.01674 | 1 | 0 | 167 | 556 | 210 | 19 | 20.3 | 253 | Old | Closed | 0 | 0 | 0 | 0 | 0 | FALSE
1088_1477_1 | 1088 | TAP140450 | Central | Central | 115 | 1477 | ELBRIDGE | 115 | 1 | Closed | 0.01175 | 0.04859 | 0.00805 | 1 | 0 | 167 | 556 | 210 | 7.7 | 9.8 | 254 | Old | Closed | 0 | 0 | 0 | 0 | 0 | FALSE
1088_334_1 | 1088 | TAP140450 | Central | Central | 115 | 334 | UNKNOWN125437 | 115 | 1 | Closed | 0.00454 | 0.01876 | 0.00311 | 1 | 0 | 167 | 556 | 210 | 3.3 | 3.8 | 255 | Old | Closed | 0 | 0 | 0 | 0 | 0 | FALSE
1089_1091_1 | 1089 | TAP140451 | Central | Central | 115 | 1091 | TAP140453 | 115 | 1 | Closed | 0.00908 | 0.03754 | 0.00622 | 1 | 0 | 167 | 556 | 210 | 5.8 | 7.6 | 256 | Old | Closed | 0 | 0 | 0 | 0 | 0 | FALSE
1089_1477_1 | 1089 | TAP140451 | Central | Central | 115 | 1477 | ELBRIDGE | 115 | 1 | Closed | 0.01177 | 0.04868 | 0.00806 | 1 | 0 | 167 | 556 | 210 | 7.7 | 9.8 | 257 | Old | Closed | 0 | 0 | 0 | 0 | 0 | FALSE
109_124_1 | 109 | UNKNOWN124639 | Central | Central | 115 | 124 | UNKNOWN124668 | 115 | 1 | Closed | 0.01167 | 0.04826 | 0.00799 | 1 | 0 | 167 | 556 | 210 | 9.3 | 9.7 | 258 | Old | Closed | 0 | 0 | 0 | 0 | 0 | FALSE
109_1568_1 | 109 | UNKNOWN124639 | Central | Central | 115 | 1568 | HILLSIDE | 115 | 1 | Closed | 0.00789 | 0.03261 | 0.0054 | 1 | 0 | 167 | 556 | 210 | 6.5 | 6.6 | 259 | Old | Closed | 0 | 0 | 0 | 0 | 0 | FALSE
1090_185_1 | 1090 | TAP140452 | Central | Central | 115 | 185 | SORRELL HILL | 115 | 1 | Closed | 0.00014 | 0.00059 | 0.0001 | 1 | 0 | 167 | 556 | 210 | 0.1 | 0.1 | 260 | Old | Closed | 0 | 0 | 0 | 0 | 0 | FALSE
1090_334_1 | 1090 | TAP140452 | Central | Central | 115 | 334 | UNKNOWN125437 | 115 | 1 | Closed | 0.01362 | 0.05631 | 0.00932 | 1 | 0 | 167 | 556 | 210 | 8.9 | 11.3 | 261 | Old | Closed | 0 | 0 | 0 | 0 | 0 | FALSE
1091_185_1 | 1091 | TAP140453 | Central | Central | 115 | 185 | SORRELL HILL | 115 | 1 | Closed | 0.00012 | 0.00052 | 9e-05 | 1 | 0 | 167 | 556 | 210 | 0.1 | 0.1 | 262 | Old | Closed | 0 | 0 | 0 | 0 | 0 | FALSE
1092_1266_1 | 1092 | TAP140454 | Central | Central | 115 | 1266 | UNKNOWN145003 | 115 | 1 | Closed | 0.00573 | 0.02369 | 0.00392 | 1 | 0 | 167 | 556 | 210 | 4.4 | 4.8 | 263 | Old | Closed | 0 | 0 | 0 | 0 | 0 | FALSE
1092_1553_1 | 1092 | TAP140454 | Central | Central | 115 | 1553 | CLAY | 115 | 1 | Closed | 0.00038 | 0.00158 | 0.00026 | 1 | 0 | 167 | 556 | 210 | 0.2 | 0.3 | 264 | Old | Closed | 0 | 0 | 0 | 0 | 0 | FALSE
1092_908_1 | 1092 | TAP140454 | Central | Central | 115 | 908 | TAP139299 | 115 | 1 | Closed | 0.03188 | 0.13182 | 0.02183 | 1 | 0 | 167 | 556 | 210 | 24 | 26.5 | 265 | Old | Closed | 0 | 0 | 0 | 0 | 0 | FALSE
1093_1095_1 | 1093 | TAP140455 | Central | Central | 115 | 1095 | TAP140457 | 115 | 1 | Closed | 0.00669 | 0.02765 | 0.00458 | 1 | 0 | 167 | 556 | 210 | 5.3 | 5.6 | 266 | Old | Closed | 0 | 0 | 0 | 0 | 0 | FALSE
1093_1553_1 | 1093 | TAP140455 | Central | Central | 115 | 1553 | CLAY | 115 | 1 | Closed | 0.00544 | 0.0225 | 0.00373 | 1 | 0 | 167 | 556 | 210 | 2.5 | 4.5 | 267 | Old | Closed | 0 | 0 | 0 | 0 | 0 | FALSE
1093_350_1 | 1093 | TAP140455 | Central | Central | 115 | 350 | UNKNOWN125469 | 115 | 1 | Closed | 8e-05 | 0.00032 | 5e-05 | 1 | 0 | 167 | 556 | 210 | 0 | 0.1 | 268 | Old | Closed | 0 | 0 | 0 | 0 | 0 | FALSE
1094_1096_1 | 1094 | TAP140456 | Central | Central | 115 | 1096 | TAP140458 | 115 | 1 | Closed | 0.00668 | 0.0276 | 0.00457 | 1 | 0 | 167 | 556 | 210 | 5.3 | 5.5 | 269 | Old | Closed | 0 | 0 | 0 | 0 | 0 | FALSE
1094_1553_1 | 1094 | TAP140456 | Central | Central | 115 | 1553 | CLAY | 115 | 1 | Closed | 0.00542 | 0.0224 | 0.00371 | 1 | 0 | 167 | 556 | 210 | 2.5 | 4.5 | 270 | Old | Closed | 0 | 0 | 0 | 0 | 0 | FALSE
1094_350_1 | 1094 | TAP140456 | Central | Central | 115 | 350 | UNKNOWN125469 | 115 | 1 | Closed | 7e-05 | 0.0003 | 5e-05 | 1 | 0 | 167 | 556 | 210 | 0 | 0.1 | 271 | Old | Closed | 0 | 0 | 0 | 0 | 0 | FALSE
1095_167_1 | 1095 | TAP140457 | Central | Central | 115 | 167 | PINE GROVE | 115 | 1 | Closed | 0.0001 | 0.0004 | 7e-05 | 1 | 0 | 167 | 556 | 210 | 0.1 | 0.1 | 272 | Old | Closed | 0 | 0 | 0 | 0 | 0 | FALSE
1095_169_1 | 1095 | TAP140457 | Central | Central | 115 | 169 | UNKNOWN124958 | 115 | 1 | Closed | 0.00626 | 0.02587 | 0.00428 | 1 | 0 | 167 | 556 | 210 | 3.7 | 5.2 | 273 | Old | Closed | 0 | 0 | 0 | 0 | 0 | FALSE
1096_167_1 | 1096 | TAP140458 | Central | Central | 115 | 167 | PINE GROVE | 115 | 1 | Closed | 0.00012 | 0.00051 | 8e-05 | 1 | 0 | 167 | 556 | 210 | 0.1 | 0.1 | 274 | Old | Closed | 0 | 0 | 0 | 0 | 0 | FALSE
1097_1099_1 | 1097 | TAP140459 | Central | Central | 115 | 1099 | TAP140461 | 115 | 1 | Closed | 0.00261 | 0.01078 | 0.00178 | 1 | 0 | 167 | 556 | 210 | 1.5 | 2.2 | 275 | Old | Closed | 0 | 0 | 0 | 0 | 0 | FALSE
1097_1553_1 | 1097 | TAP140459 | Central | Central | 115 | 1553 | CLAY | 115 | 1 | Closed | 0.00365 | 0.01511 | 0.0025 | 1 | 0 | 167 | 556 | 210 | 2.4 | 3 | 276 | Old | Closed | 0 | 0 | 0 | 0 | 0 | FALSE
1097_173_1 | 1097 | TAP140459 | Central | Central | 115 | 173 | WOODARD | 115 | 1 | Closed | 0.00493 | 0.02038 | 0.00337 | 1 | 0 | 167 | 556 | 210 | 2.9 | 4.1 | 277 | Old | Closed | 0 | 0 | 0 | 0 | 0 | FALSE
1098_1553_1 | 1098 | TAP140460 | Central | Central | 115 | 1553 | CLAY | 115 | 1 | Closed | 0.00366 | 0.01514 | 0.00251 | 1 | 0 | 167 | 556 | 210 | 2.4 | 3 | 278 | Old | Closed | 0 | 0 | 0 | 0 | 0 | FALSE
1098_351_1 | 1098 | TAP140460 | Central | Central | 115 | 351 | EUCLID/OCWA | 115 | 1 | Closed | 0.00274 | 0.01135 | 0.00188 | 1 | 0 | 167 | 556 | 210 | 1.5 | 2.3 | 279 | Old | Closed | 0 | 0 | 0 | 0 | 0 | FALSE
1099_351_1 | 1099 | TAP140461 | Central | Central | 115 | 351 | EUCLID/OCWA | 115 | 1 | Closed | 9e-05 | 0.00035 | 6e-05 | 1 | 0 | 167 | 556 | 210 | 0 | 0.1 | 280 | Old | Closed | 0 | 0 | 0 | 0 | 0 | FALSE
1099_352_1 | 1099 | TAP140461 | Central | Central | 115 | 352 | UNKNOWN125471 | 115 | 1 | Closed | 0.00041 | 0.0017 | 0.00028 | 1 | 0 | 167 | 556 | 210 | 0.3 | 0.3 | 281 | Old | Closed | 0 | 0 | 0 | 0 | 0 | FALSE
11_489_1 | 11 | UNKNOWN124134 | Capital | Capital | 115 | 489 | UNKNOWN127980 | 115 | 1 | Closed | 0.00196 | 0.00812 | 0.00134 | 1 | 0 | 167 | 556 | 210 | 1.3 | 1.6 | 282 | Old | Closed | 0 | 0 | 0 | 0 | 0 | FALSE
110_114_1 | 110 | UNKNOWN124640 | Central | Central | 115 | 114 | UNKNOWN124644 | 115 | 1 | Closed | 0.02289 | 0.09466 | 0.01567 | 1 | 0 | 167 | 556 | 210 | 14.3 | 19 | 283 | Old | Closed | 0 | 0 | 0 | 0 | 0 | FALSE
110_1568_1 | 110 | UNKNOWN124640 | Central | Central | 115 | 1568 | HILLSIDE | 115 | 1 | Closed | 0.01636 | 0.06764 | 0.0112 | 1 | 0 | 222 | 556 | 254 | 10.2 | 13.6 | 284 | Old | Closed | 0 | 0 | 0 | 55 | 44 | TRUE
1100_1187_1 | 1100 | TAP140462 | Central | Central | 115 | 1187 | TAP141065 | 115 | 1 | Closed | 0.00574 | 0.02374 | 0.00393 | 1 | 0 | 211 | 211 | 211 | 3.6 | 4.8 | 285 | Old | Closed | 0 | 0 | 0 | 0 | 0 | FALSE
1100_1187_2 | 1100 | TAP140462 | Central | Central | 115 | 1187 | TAP141065 | 115 | 2 | Closed | 0.00574 | 0.02374 | 0.00393 | 1 | 0 | 211 | 211 | 211 | 3.6 | 4.8 | 286 | Old | Closed | 0 | 0 | 0 | 0 | 0 | FALSE
1100_24_1 | 1100 | TAP140462 | Central | Central | 115 | 24 | UNKNOWN124162 | 115 | 1 | Closed | 0.02855 | 0.11804 | 0.01955 | 1 | 0 | 167 | 556 | 210 | 17.6 | 23.7 | 287 | Old | Closed | 0 | 0 | 0 | 0 | 0 | FALSE
1100_360_1 | 1100 | TAP140462 | Central | Central | 115 | 360 | UNKNOWN125480 | 115 | 1 | Closed | 0.00012 | 0.00048 | 8e-05 | 1 | 0 | 167 | 556 | 210 | 0 | 0.1 | 288 | Old | Closed | 0 | 0 | 0 | 0 | 0 | FALSE
1101_1103_1 | 1101 | TAP140463 | Central | Central | 115 | 1103 | TAP140465 | 115 | 1 | Closed | 0.01709 | 0.07067 | 0.0117 | 1 | 0 | 167 | 556 | 210 | 10.6 | 14.2 | 289 | Old | Closed | 0 | 0 | 0 | 0 | 0 | FALSE
1101_1461_1 | 1101 | TAP140463 | Central | Central | 115 | 1461 | TAP173587 | 115 | 1 | Closed | 0.01083 | 0.04476 | 0.00741 | 1 | 0 | 167 | 556 | 210 | 6.7 | 9 | 290 | Old | Closed | 0 | 0 | 0 | 0 | 0 | FALSE
1101_360_1 | 1101 | TAP140463 | Central | Central | 115 | 360 | UNKNOWN125480 | 115 | 1 | Closed | 7e-05 | 0.00029 | 5e-05 | 1 | 0 | 167 | 556 | 210 | 0 | 0.1 | 291 | Old | Closed | 0 | 0 | 0 | 0 | 0 | FALSE
1102_1105_1 | 1102 | TAP140464 | Central | Central | 115 | 1105 | TAP140467 | 115 | 1 | Closed | 0.00197 | 0.00816 | 0.00135 | 1 | 0 | 167 | 556 | 210 | 1.6 | 1.6 | 292 | Old | Closed | 0 | 0 | 0 | 0 | 0 | FALSE
1102_24_1 | 1102 | TAP140464 | Central | Central | 115 | 24 | UNKNOWN124162 | 115 | 1 | Closed | 0.02496 | 0.10319 | 0.01709 | 1 | 0 | 167 | 556 | 210 | 17.8 | 20.8 | 293 | Old | Closed | 0 | 0 | 0 | 0 | 0 | FALSE
1103_1104_1 | 1103 | TAP140465 | Central | Central | 115 | 1104 | TAP140466 | 115 | 1 | Closed | 0.00327 | 0.01353 | 0.00224 | 1 | 0 | 167 | 556 | 210 | 2.7 | 2.7 | 294 | Old | Closed | 0 | 0 | 0 | 0 | 0 | FALSE
1104_361_1 | 1104 | TAP140466 | Central | Central | 115 | 361 | UNKNOWN125563 | 115 | 1 | Closed | 7e-05 | 0.00029 | 5e-05 | 1 | 0 | 167 | 556 | 210 | 0 | 0.1 | 295 | Old | Closed | 0 | 0 | 0 | 0 | 0 | FALSE
1104_362_1 | 1104 | TAP140466 | Central | Central | 115 | 362 | UNKNOWN125564 | 115 | 1 | Closed | 0.00095 | 0.00392 | 0.00065 | 1 | 0 | 167 | 556 | 210 | 0.7 | 0.8 | 296 | Old | Closed | 0 | 0 | 0 | 0 | 0 | FALSE
1105_1553_1 | 1105 | TAP140467 | Central | Central | 115 | 1553 | CLAY | 115 | 1 | Closed | 0.00718 | 0.02968 | 0.00491 | 1 | 0 | 167 | 556 | 210 | 5.4 | 6 | 297 | Old | Closed | 0 | 0 | 0 | 0 | 0 | FALSE
1105_365_1 | 1105 | TAP140467 | Central | Central | 115 | 365 | GILBERT MILLS | 115 | 1 | Closed | 0.00897 | 0.03711 | 0.00614 | 1 | 0 | 167 | 556 | 210 | 5.7 | 7.5 | 298 | Old | Closed | 0 | 0 | 0 | 0 | 0 | FALSE
1106_1107_1 | 1106 | TAP140479 | West | West | 115 | 1107 | TAP140480 | 115 | 1 | Closed | 8e-05 | 0.00032 | 5e-05 | 1 | 0 | 167 | 556 | 210 | 0 | 0.1 | 299 | Old | Closed | 0 | 0 | 0 | 0 | 0 | FALSE
1106_1108_1 | 1106 | TAP140479 | West | West | 115 | 1108 | ISHUA SWITCH TOWER | 115 | 1 | Closed | 5e-05 | 0.00022 | 4e-05 | 1 | 0 | 167 | 556 | 210 | 0 | 0 | 300 | Old | Closed | 0 | 0 | 0 | 0 | 0 | FALSE
1106_47_1 | 1106 | TAP140479 | West | West | 115 | 47 | VALLEY CAT | 115 | 1 | Closed | 0.01392 | 0.05755 | 0.00953 | 1 | 0 | 167 | 556 | 210 | 7.7 | 11.6 | 301 | Old | Closed | 0 | 0 | 0 | 0 | 0 | FALSE
1107_1576_1 | 1107 | TAP140480 | West | West | 115 | 1576 | FIVE MILE | 115 | 1 | Closed | 0.00696 | 0.02878 | 0.00476 | 1 | 0 | 167 | 556 | 210 | 5.1 | 5.8 | 302 | Old | Closed | 0 | 0 | 0 | 0 | 0 | FALSE
1107_48_1 | 1107 | TAP140480 | West | West | 115 | 48 | MACHIAS #13 | 115 | 1 | Closed | 0.01145 | 0.04733 | 0.00784 | 1 | 0 | 167 | 556 | 210 | 9.6 | 9.5 | 303 | Old | Closed | 0 | 0 | 0 | 0 | 0 | FALSE
1108_1576_1 | 1108 | ISHUA SWITCH TOWER | West | West | 115 | 1576 | FIVE MILE | 115 | 1 | Closed | 0.00695 | 0.02875 | 0.00476 | 1 | 0 | 167 | 556 | 210 | 5.1 | 5.8 | 304 | Old | Closed | 0 | 0 | 0 | 0 | 0 | FALSE
1109_102_1 | 1109 | TAP140482 | West | West | 115 | 102 | N AKRON | 115 | 1 | Closed | 0.00222 | 0.00917 | 0.00152 | 1 | 0 | 167 | 556 | 210 | 1.9 | 1.8 | 305 | Old | Closed | 0 | 0 | 0 | 0 | 0 | FALSE
1109_103_1 | 1109 | TAP140482 | West | West | 115 | 103 | UNKNOWN124628 | 115 | 1 | Closed | 0.00277 | 0.01146 | 0.0019 | 1 | 0 | 167 | 556 | 210 | 1.9 | 2.3 | 306 | Old | Closed | 0 | 0 | 0 | 0 | 0 | FALSE
1109_1111_1 | 1109 | TAP140482 | West | West | 115 | 1111 | TAP140486 | 115 | 1 | Closed | 0.01035 | 0.04281 | 0.00709 | 1 | 0 | 167 | 556 | 210 | 7.5 | 8.6 | 307 | Old | Closed | 0 | 0 | 0 | 0 | 0 | FALSE
1111_1379_1 | 1111 | TAP140486 | West | West | 115 | 1379 | ALABAMA SWITCH | 115 | 1 | Closed | 0.00063 | 0.00262 | 0.00043 | 1 | 0 | 167 | 556 | 210 | 0.4 | 0.5 | 308 | Old | Closed | 0 | 0 | 0 | 0 | 0 | FALSE
1111_269_1 | 1111 | TAP140486 | West | West | 115 | 269 | LOCKPORT | 115 | 1 | Closed | 0.01794 | 0.07419 | 0.01229 | 1 | 0 | 167 | 556 | 210 | 11 | 14.9 | 309 | Old | Closed | 0 | 0 | 0 | 0 | 0 | FALSE
1112_137_1 | 1112 | TAP140488 | West | West | 115 | 137 | BIG TREE | 115 | 1 | Closed | 0.00579 | 0.02392 | 0.00396 | 1 | 0 | 167 | 556 | 210 | 4.7 | 4.8 | 310 | Old | Closed | 0 | 0 | 0 | 0 | 0 | FALSE
1112_1561_1 | 1112 | TAP140488 | West | West | 115 | 1561 | GARDENVILLE | 115 | 1 | Closed | 0.0023 | 0.00952 | 0.00158 | 1 | 0 | 167 | 556 | 210 | 1.6 | 1.9 | 311 | Old | Closed | 0 | 0 | 0 | 0 | 0 | FALSE
1112_160_1 | 1112 | TAP140488 | West | West | 115 | 160 | UNKNOWN124940 | 115 | 1 | Closed | 3e-05 | 0.00013 | 2e-05 | 1 | 0 | 167 | 556 | 210 | 0 | 0 | 312 | Old | Closed | 0 | 0 | 0 | 0 | 0 | FALSE
1113_1282_1 | 1113 | TAP140490 | West | West | 115 | 1282 | TAP145199 | 115 | 1 | Closed | 0.0028 | 0.01157 | 0.00192 | 1 | 0 | 167 | 556 | 210 | 2 | 2.3 | 313 | Old | Closed | 0 | 0 | 0 | 0 | 0 | FALSE
1113_312_1 | 1113 | TAP140490 | West | West | 115 | 312 | UNKNOWN125407 | 115 | 1 | Closed | 6e-05 | 0.00024 | 4e-05 | 1 | 0 | 167 | 556 | 210 | 0 | 0 | 314 | Old | Closed | 0 | 0 | 0 | 0 | 0 | FALSE
1114_1350_1 | 1114 | TAP140491 | West | West | 115 | 1350 | TAP156246 | 115 | 1 | Closed | 0.01415 | 0.0585 | 0.00969 | 1 | 0 | 167 | 556 | 210 | 6.4 | 11.8 | 315 | Old | Closed | 0 | 0 | 0 | 0 | 0 | FALSE
1114_312_1 | 1114 | TAP140491 | West | West | 115 | 312 | UNKNOWN125407 | 115 | 1 | Closed | 6e-05 | 0.00023 | 4e-05 | 1 | 0 | 167 | 556 | 210 | 0 | 0 | 316 | Old | Closed | 0 | 0 | 0 | 0 | 0 | FALSE
1114_320_1 | 1114 | TAP140491 | West | West | 115 | 320 | UNKNOWN125417 | 115 | 1 | Closed | 0.0126 | 0.0521 | 0.00863 | 1 | 0 | 167 | 556 | 210 | 7.2 | 10.5 | 317 | Old | Closed | 0 | 0 | 0 | 0 | 0 | FALSE
1115_1123_1 | 1115 | TAP140502 | Genesse | Genesse | 115 | 1123 | TAP140649 | 115 | 1 | Closed | 0.00998 | 0.04127 | 0.00683 | 1 | 0 | 167 | 556 | 210 | 6.1 | 8.3 | 318 | Old | Closed | 0 | 0 | 0 | 0 | 0 | FALSE
1115_96_1 | 1115 | TAP140502 | Genesse | Genesse | 115 | 96 | UNKNOWN124585 | 115 | 1 | Closed | 2e-05 | 8e-05 | 1e-05 | 1 | 0 | 167 | 556 | 210 | 0 | 0 | 319 | Old | Closed | 0 | 0 | 0 | 0 | 0 | FALSE
1115_97_1 | 1115 | TAP140502 | Genesse | Genesse | 115 | 97 | UNKNOWN124586 | 115 | 1 | Closed | 0.001 | 0.00414 | 0.00069 | 1 | 0 | 167 | 556 | 210 | 0.7 | 0.8 | 320 | Old | Closed | 0 | 0 | 0 | 0 | 0 | FALSE
1116_42_1 | 1116 | TAP140503 | West | West | 115 | 42 | UNKNOWN124228 | 115 | 1 | Closed | 0.00378 | 0.01565 | 0.00259 | 1 | 0 | 167 | 556 | 210 | 2.5 | 3.1 | 321 | Old | Closed | 0 | 0 | 0 | 0 | 0 | FALSE
1116_43_1 | 1116 | TAP140503 | West | West | 115 | 43 | DUGAN | 115 | 1 | Closed | 0.00609 | 0.02519 | 0.00417 | 1 | 0 | 167 | 556 | 210 | 3.3 | 5.1 | 322 | Old | Closed | 0 | 0 | 0 | 0 | 0 | FALSE
1116_92_1 | 1116 | TAP140503 | West | Genesse | 115 | 92 | UNKNOWN124581 | 115 | 1 | Closed | 0.02586 | 0.10695 | 0.01771 | 1 | 0 | 167 | 556 | 210 | 15.2 | 21.5 | 323 | Old | Closed | 0 | 0 | 0 | 0 | 0 | FALSE
1117_1296_1 | 1117 | TAP140504 | West | West | 230 | 1296 | HIGH SHELDON | 230 | 1 | Closed | 0.0019 | 0.0153 | 0.05837 | 1 | 0 | 453 | 936 | 579 | 9.4 | 14.8 | 324 | Old | Closed | 0 | 0 | 0 | 0 | 0 | FALSE
1117_1307_1 | 1117 | TAP140504 | West | West | 230 | 1307 | WETHERSFIELD | 230 | 1 | Closed | 0.0005 | 0.00405 | 0.01546 | 1 | 0 | 453 | 936 | 579 | 2.5 | 3.9 | 325 | Old | Closed | 0 | 0 | 0 | 0 | 0 | FALSE
1117_138_1 | 1117 | TAP140504 | West | West | 230 | 138 | UNKNOWN124741 | 230 | 1 | Closed | 1e-05 | 6e-05 | 0.00023 | 1 | 0 | 453 | 936 | 579 | 0.1 | 0.1 | 326 | Old | Closed | 0 | 0 | 0 | 0 | 0 | FALSE
1118_1388_1 | 1118 | TAP140505 | West | West | 115 | 1388 | TAP161087 | 115 | 1 | Closed | 0.00035 | 0.00145 | 0.00024 | 1 | 0 | 167 | 556 | 210 | 0.3 | 0.3 | 327 | Old | Closed | 0 | 0 | 0 | 0 | 0 | FALSE
1118_232_1 | 1118 | TAP140505 | West | West | 115 | 232 | LAPP | 115 | 1 | Closed | 0.01208 | 0.04996 | 0.00827 | 1 | 0 | 167 | 556 | 210 | 6.6 | 10 | 328 | Old | Closed | 0 | 0 | 0 | 0 | 0 | FALSE
1119_1297_1 | 1119 | TAP140506 | West | West | 115 | 1297 | SOUR SPRINGS SWITCH | 115 | 1 | Closed | 4e-05 | 0.00016 | 3e-05 | 1 | 0 | 167 | 556 | 210 | 0 | 0 | 329 | Old | Closed | 0 | 0 | 0 | 0 | 0 | FALSE
1119_269_1 | 1119 | TAP140506 | West | West | 115 | 269 | LOCKPORT | 115 | 1 | Closed | 0.02912 | 0.12039 | 0.01994 | 1 | 0 | 167 | 556 | 210 | 18 | 24.2 | 330 | Old | Closed | 0 | 0 | 0 | 0 | 0 | FALSE
112_1465_1 | 112 | UNKNOWN124642 | Central | Central | 115 | 1465 | TAP173591 | 115 | 1 | Closed | 0.00715 | 0.02956 | 0.00489 | 1 | 0 | 167 | 556 | 210 | 2.9 | 5.9 | 331 | Old | Closed | 0 | 0 | 0 | 0 | 0 | FALSE
1120_1110_1 | 1120 | TAP140507 | West | West | 115 | 1110 | SHELDON SWITCH | 115 | 1 | Closed | 0.00946 | 0.03912 | 0.00648 | 1 | 0 | 167 | 556 | 210 | 5.9 | 7.9 | 332 | Old | Closed | 0 | 0 | 0 | 0 | 0 | FALSE
1120_1253_1 | 1120 | TAP140507 | West | Genesse | 115 | 1253 | UNKNOWN144120 | 115 | 1 | Closed | 0.05634 | 0.23298 | 0.03858 | 1 | 0 | 167 | 556 | 210 | 34.4 | 46.8 | 333 | Old | Closed | 0 | 0 | 0 | 0 | 0 | FALSE
1120_1297_1 | 1120 | TAP140507 | West | West | 115 | 1297 | SOUR SPRINGS SWITCH | 115 | 1 | Closed | 4e-05 | 0.00018 | 3e-05 | 1 | 0 | 167 | 556 | 210 | 0 | 0 | 334 | Old | Closed | 0 | 0 | 0 | 0 | 0 | FALSE
1121_1297_1 | 1121 | TAP140508 | West | West | 115 | 1297 | SOUR SPRINGS SWITCH | 115 | 1 | Closed | 3e-05 | 0.00012 | 2e-05 | 1 | 0 | 167 | 556 | 210 | 0 | 0 | 335 | Old | Closed | 0 | 0 | 0 | 0 | 0 | FALSE
1121_1380_1 | 1121 | TAP140508 | West | West | 115 | 1380 | TAP161058 | 115 | 1 | Closed | 0.01055 | 0.04363 | 0.00722 | 1 | 0 | 167 | 556 | 210 | 6.6 | 8.8 | 336 | Old | Closed | 0 | 0 | 0 | 0 | 0 | FALSE
1122_1297_1 | 1122 | TAP140509 | West | West | 115 | 1297 | SOUR SPRINGS SWITCH | 115 | 1 | Closed | 0.00508 | 0.021 | 0.00348 | 1 | 0 | 167 | 556 | 210 | 4.3 | 4.2 | 337 | Old | Closed | 0 | 0 | 0 | 0 | 0 | FALSE
1122_251_1 | 1122 | TAP140509 | West | West | 115 | 251 | UNKNOWN125200 | 115 | 1 | Closed | 0.00028 | 0.00116 | 0.00019 | 1 | 0 | 167 | 556 | 210 | 0.2 | 0.2 | 338 | Old | Closed | 0 | 0 | 0 | 0 | 0 | FALSE
1122_252_1 | 1122 | TAP140509 | West | West | 115 | 252 | SHELBY | 115 | 1 | Closed | 9e-05 | 0.00035 | 6e-05 | 1 | 0 | 167 | 556 | 210 | 0.1 | 0.1 | 339 | Old | Closed | 0 | 0 | 0 | 0 | 0 | FALSE
1123_139_1 | 1123 | TAP140649 | Genesse | West | 115 | 139 | PERRY #162 | 115 | 1 | Closed | 0.02035 | 0.08417 | 0.01394 | 1 | 0 | 167 | 556 | 210 | 14.7 | 16.9 | 340 | Old | Closed | 0 | 0 | 0 | 0 | 0 | FALSE
1123_94_1 | 1123 | TAP140649 | Genesse | Genesse | 115 | 94 | UNKNOWN124583 | 115 | 1 | Closed | 5e-05 | 0.00021 | 3e-05 | 1 | 0 | 167 | 556 | 210 | 0 | 0 | 341 | Old | Closed | 0 | 0 | 0 | 0 | 0 | FALSE
1124_100_1 | 1124 | TAP140650 | Genesse | Genesse | 115 | 100 | UNKNOWN124589 | 115 | 1 | Closed | 0.00201 | 0.00832 | 0.00138 | 1 | 0 | 167 | 556 | 210 | 0.8 | 1.7 | 342 | Old | Closed | 0 | 0 | 0 | 0 | 0 | FALSE
1124_92_1 | 1124 | TAP140650 | Genesse | Genesse | 115 | 92 | UNKNOWN124581 | 115 | 1 | Closed | 0.01833 | 0.07578 | 0.01255 | 1 | 0 | 167 | 556 | 210 | 11.1 | 15.2 | 343 | Old | Closed | 0 | 0 | 0 | 0 | 0 | FALSE
1124_99_1 | 1124 | TAP140650 | Genesse | Genesse | 115 | 99 | UNKNOWN124588 | 115 | 1 | Closed | 0.01616 | 0.0668 | 0.01106 | 1 | 0 | 167 | 556 | 210 | 9.2 | 13.4 | 344 | Old | Closed | 0 | 0 | 0 | 0 | 0 | FALSE
1125_1126_1 | 1125 | TAP140651 | Genesse | Genesse | 115 | 1126 | TAP140652 | 115 | 1 | Closed | 3e-05 | 0.00014 | 2e-05 | 1 | 0 | 167 | 556 | 210 | 0 | 0 | 345 | Old | Closed | 0 | 0 | 0 | 0 | 0 | FALSE
1125_1308_1 | 1125 | TAP140651 | Genesse | Genesse | 115 | 1308 | SWEDEN SWITCHES | 115 | 1 | Closed | 0.00403 | 0.01666 | 0.00276 | 1 | 0 | 167 | 556 | 210 | 3.1 | 3.4 | 346 | Old | Closed | 0 | 0 | 0 | 0 | 0 | FALSE
1125_241_1 | 1125 | TAP140651 | Genesse | Genesse | 115 | 241 | UNKNOWN125183 | 115 | 1 | Closed | 4e-05 | 0.00017 | 3e-05 | 1 | 0 | 167 | 556 | 210 | 0 | 0 | 347 | Old | Closed | 0 | 0 | 0 | 0 | 0 | FALSE
1126_240_1 | 1126 | TAP140652 | Genesse | Genesse | 115 | 240 | W HAMLIN | 115 | 1 | Closed | 0.00949 | 0.03924 | 0.0065 | 1 | 0 | 167 | 556 | 210 | 5.8 | 7.9 | 348 | Old | Closed | 0 | 0 | 0 | 0 | 0 | FALSE
1126_249_1 | 1126 | TAP140652 | Genesse | Genesse | 115 | 249 | BROCKPORT | 115 | 1 | Closed | 0.0002 | 0.00081 | 0.00013 | 1 | 0 | 167 | 556 | 210 | 0.1 | 0.2 | 349 | Old | Closed | 0 | 0 | 0 | 0 | 0 | FALSE
1127_1121_1 | 1127 | TAP140654 | Genesse | West | 115 | 1121 | TAP140508 | 115 | 1 | Closed | 0.03248 | 0.13433 | 0.02224 | 1 | 0 | 167 | 556 | 210 | 20.1 | 27 | 350 | Old | Closed | 0 | 0 | 0 | 0 | 0 | FALSE
1127_1308_1 | 1127 | TAP140654 | Genesse | Genesse | 115 | 1308 | SWEDEN SWITCHES | 115 | 1 | Closed | 2e-05 | 8e-05 | 1e-05 | 1 | 0 | 167 | 556 | 210 | 0 | 0 | 351 | Old | Closed | 0 | 0 | 0 | 0 | 0 | FALSE
1127_1406_1 | 1127 | TAP140654 | Genesse | Genesse | 115 | 1406 | RISER161221 | 115 | 1 | Closed | 0.02387 | 0.09871 | 0.01635 | 1 | 0 | 167 | 556 | 210 | 14.7 | 19.9 | 352 | Old | Closed | 0 | 0 | 0 | 0 | 0 | FALSE
1128_1119_1 | 1128 | TAP140655 | Genesse | West | 115 | 1119 | TAP140506 | 115 | 1 | Closed | 0.03248 | 0.13433 | 0.02224 | 1 | 0 | 167 | 556 | 210 | 20.1 | 27 | 353 | Old | Closed | 0 | 0 | 0 | 0 | 0 | FALSE
1128_1308_1 | 1128 | TAP140655 | Genesse | Genesse | 115 | 1308 | SWEDEN SWITCHES | 115 | 1 | Closed | 2e-05 | 9e-05 | 1e-05 | 1 | 0 | 167 | 556 | 210 | 0 | 0 | 354 | Old | Closed | 0 | 0 | 0 | 0 | 0 | FALSE
1128_1407_1 | 1128 | TAP140655 | Genesse | Genesse | 115 | 1407 | RISER161222 | 115 | 1 | Closed | 0.02389 | 0.09879 | 0.01636 | 1 | 0 | 167 | 556 | 210 | 14.7 | 19.9 | 355 | Old | Closed | 0 | 0 | 0 | 0 | 0 | FALSE
1129_1132_1 | 1129 | GOWANUS | NYC | NYC | 345 | 1132 | FARRAGUT | 345 | 1 | Closed | 9e-05 | 0.00138 | 0.03567 | 1 | 0 | 1216 | 2454 | 1804 | 3.1 | 3.5 | 356 | Old | Closed | 0 | 0 | 0 | 0 | 0 | FALSE
1129_1132_2 | 1129 | GOWANUS | NYC | NYC | 345 | 1132 | FARRAGUT | 345 | 2 | Closed | 9e-05 | 0.00138 | 0.03567 | 1 | 0 | 1216 | 2454 | 1804 | 3.1 | 3.5 | 357 | Old | Closed | 0 | 0 | 0 | 0 | 0 | FALSE
1129_1132_3W | 1129 | GOWANUS | NYC | NYC | 345 | 1132 | FARRAGUT | 345 | 3W | Closed | 9e-05 | 0.00138 | 0.03567 | 1 | 0 | 1216 | 2454 | 1804 | 3.1 | 3.5 | #N/A | New | Not 2019 | - | - | - | - | - | #VALUE!
1129_1528_1 | 1129 | GOWANUS | NYC | NYC | 345 | 1528 | GOWANUS | 345 | 1 | Closed | 0.00044 | 0.075 | 0 | 1 | 0 | 1000 | 1000 | 1000 | 0 | 0 | 358 | Old | Closed | 0 | 0 | 0 | 0 | 0 | FALSE
1129_1528_2 | 1129 | GOWANUS | NYC | NYC | 345 | 1528 | GOWANUS | 345 | 2 | Closed | 0.00044 | 0.075 | 0 | 1 | 0 | 1000 | 1000 | 1000 | 0 | 0 | 359 | Old | Closed | 0 | 0 | 0 | 0 | 0 | FALSE
1129_1528_3W | 1129 | GOWANUS | NYC | NYC | 345 | 1528 | GOWANUS | 345 | 3W | Open | 0.00044 | 0.075 | 0 | 1 | 0 | 1000 | 1000 | 1000 | 0 | 0 | #N/A | New | Not 2019 | - | - | - | - | - | #VALUE!
113_1218_1 | 113 | UNKNOWN124643 | Central | Central | 115 | 1218 | TAP141297 | 115 | 1 | Closed | 3e-05 | 0.00014 | 2e-05 | 1 | 0 | 167 | 556 | 210 | 0 | 0 | 360 | Old | Closed | 0 | 0 | 0 | 0 | 0 | FALSE
113_1265_1 | 113 | UNKNOWN124643 | Central | Central | 115 | 1265 | UNKNOWN144975 | 115 | 1 | Closed | 0.00202 | 0.00837 | 0.00139 | 1 | 0 | 167 | 556 | 210 | 1.3 | 1.7 | 361 | Old | Closed | 0 | 0 | 0 | 0 | 0 | FALSE
1130_1529_1 | 1130 | RAINEY | NYC | NYC | 345 | 1529 | RAINEY | 138 | 1 | Closed | 0.00124 | 0.065 | 0 | 1 | 0 | 750 | 750 | 750 | 0 | 0 | 362 | Old | Closed | 0 | 0 | 0 | 0 | 0 | FALSE
1130_1529_2 | 1130 | RAINEY | NYC | NYC | 345 | 1529 | RAINEY | 138 | 2 | Closed | 0.00124 | 0.065 | 0 | 1 | 0 | 750 | 750 | 750 | 0 | 0 | 363 | Old | Closed | 0 | 0 | 0 | 0 | 0 | FALSE
1130_1529_3W | 1130 | RAINEY | NYC | NYC | 345 | 1529 | RAINEY | 138 | 3W | Closed | 0.00124 | 0.065 | 0 | 1 | 0 | 750 | 750 | 750 | 0 | 0 | #N/A | New | Not 2019 | - | - | - | - | - | #VALUE!
1130_1529_4W | 1130 | RAINEY | NYC | NYC | 345 | 1529 | RAINEY | 138 | 4W | Closed | 0.00124 | 0.065 | 0 | 1 | 0 | 750 | 750 | 750 | 0 | 0 | #N/A | New | Not 2019 | - | - | - | - | - | #VALUE!
1131_1530_1 | 1131 | HUDSON AVENUE | NYC | NYC | 138 | 1530 | FARRAGUT | 138 | 1 | Closed | 4e-05 | 0.0002 | 0.00155 | 1 | 0 | 562 | 562 | 562 | 0.2 | 0.3 | 364 | Old | Closed | 0 | 0 | 0 | 0 | 0 | FALSE
1131_1530_2 | 1131 | HUDSON AVENUE | NYC | NYC | 138 | 1530 | FARRAGUT | 138 | 2 | Closed | 4e-05 | 0.0002 | 0.00155 | 1 | 0 | 562 | 562 | 562 | 0.2 | 0.3 | 365 | Old | Closed | 0 | 0 | 0 | 0 | 0 | FALSE
1131_1530_3W | 1131 | HUDSON AVENUE | NYC | NYC | 138 | 1530 | FARRAGUT | 138 | 3W | Closed | 4e-05 | 0.0002 | 0.00155 | 1 | 0 | 562 | 562 | 562 | 0.2 | 0.3 | #N/A | New | Not 2019 | - | - | - | - | - | #VALUE!
1131_1530_4W | 1131 | HUDSON AVENUE | NYC | NYC | 138 | 1530 | FARRAGUT | 138 | 4W | Closed | 4e-05 | 0.0002 | 0.00155 | 1 | 0 | 562 | 562 | 562 | 0.2 | 0.3 | #N/A | New | Not 2019 | - | - | - | - | - | #VALUE!
1131_628_1 | 1131 | HUDSON AVENUE | NYC | NYC | 138 | 628 | JAMAICA | 138 | 1 | Closed | 0.00224 | 0.01121 | 0.08497 | 1 | 0 | 562 | 562 | 562 | 8.8 | 15.3 | 366 | Old | Closed | 0 | 0 | 0 | 0 | 0 | FALSE
1131_628_2 | 1131 | HUDSON AVENUE | NYC | NYC | 138 | 628 | JAMAICA | 138 | 2 | Closed | 0.00224 | 0.01122 | 0.08497 | 1 | 0 | 562 | 562 | 562 | 8.8 | 15.3 | 367 | Old | Closed | 0 | 0 | 0 | 0 | 0 | FALSE
1131_628_3W | 1131 | HUDSON AVENUE | NYC | NYC | 138 | 628 | JAMAICA | 138 | 3W | Closed | 0.00224 | 0.01122 | 0.08497 | 1 | 0 | 562 | 562 | 562 | 8.8 | 15.3 | #N/A | New | Not 2019 | - | - | - | - | - | #VALUE!
1131_628_4W | 1131 | HUDSON AVENUE | NYC | NYC | 138 | 628 | JAMAICA | 138 | 4W | Closed | 0.00224 | 0.01122 | 0.08497 | 1 | 0 | 562 | 562 | 562 | 8.8 | 15.3 | #N/A | New | Not 2019 | - | - | - | - | - | #VALUE!
1132_1130_1 | 1132 | FARRAGUT | NYC | NYC | 345 | 1130 | RAINEY | 345 | 1 | Closed | 0.00014 | 0.0021 | 0.05432 | 1 | 0 | 1454 | 2454 | 1854 | 4.6 | 5.3 | 368 | Old | Closed | 0 | 0 | 0 | 0 | 0 | FALSE
1132_1130_2 | 1132 | FARRAGUT | NYC | NYC | 345 | 1130 | RAINEY | 345 | 2 | Closed | 0.00014 | 0.0021 | 0.05432 | 1 | 0 | 1454 | 2454 | 1854 | 4.6 | 5.3 | 369 | Old | Closed | 0 | 0 | 0 | 0 | 0 | FALSE
1132_1134_1 | 1132 | FARRAGUT | NYC | NYC | 345 | 1134 | LEONARD STREET | 345 | 1 | Closed | 5e-05 | 0.00075 | 0.01953 | 1 | 0 | 2454 | 2454 | 2454 | 1.5 | 1.9 | 370 | Old | Closed | 0 | 0 | 0 | 0 | 0 | FALSE
1132_1530_1 | 1132 | FARRAGUT | NYC | NYC | 345 | 1530 | FARRAGUT | 138 | 1 | Closed | 0.00124 | 0.0559 | 0 | 1 | 0 | 700 | 700 | 700 | 0 | 0 | 371 | Old | Closed | 0 | 0 | 0 | 0 | 0 | FALSE
1132_1530_2 | 1132 | FARRAGUT | NYC | NYC | 345 | 1530 | FARRAGUT | 138 | 2 | Closed | 0.00124 | 0.0559 | 0 | 1 | 0 | 700 | 700 | 700 | 0 | 0 | 372 | Old | Closed | 0 | 0 | 0 | 0 | 0 | FALSE
1132_1530_3W | 1132 | FARRAGUT | NYC | NYC | 345 | 1530 | FARRAGUT | 138 | 3W | Closed | 0.00124 | 0.0559 | 0 | 1 | 0 | 700 | 700 | 700 | 0 | 0 | #N/A | New | Not 2019 | - | - | - | - | - | #VALUE!
1132_1530_4W | 1132 | FARRAGUT | NYC | NYC | 345 | 1530 | FARRAGUT | 138 | 4W | Closed | 0.00124 | 0.0559 | 0 | 1 | 0 | 700 | 700 | 700 | 0 | 0 | #N/A | New | Not 2019 | - | - | - | - | - | #VALUE!
1134_1136_1 | 1134 | LEONARD STREET | NYC | NYC | 345 | 1136 | WEST 49TH STREET | 345 | 1 | Closed | 9e-05 | 0.00143 | 0.03705 | 1 | 0 | 2454 | 2454 | 2454 | 3.3 | 3.6 | 373 | Old | Closed | 0 | 0 | 0 | 0 | 0 | FALSE
1134_1136_2 | 1134 | LEONARD STREET | NYC | NYC | 345 | 1136 | WEST 49TH STREET | 345 | 2 | Closed | 9e-05 | 0.00143 | 0.03705 | 1 | 0 | 2454 | 2454 | 2454 | 3.3 | 3.6 | #N/A | New | Not 2019 | - | - | - | - | - | #VALUE!
1134_1531_1 | 1134 | LEONARD STREET | NYC | NYC | 345 | 1531 | LEONARD STREET | 345 | 1 | Closed | 0.00044 | 0.075 | 0 | 1 | 0 | 1000 | 1000 | 1000 | 0 | 0 | 374 | Old | Closed | 0 | 0 | 0 | 0 | 0 | FALSE
1134_1531_2 | 1134 | LEONARD STREET | NYC | NYC | 345 | 1531 | LEONARD STREET | 345 | 2 | Closed | 0.00044 | 0.075 | 0 | 1 | 0 | 1000 | 1000 | 1000 | 0 | 0 | #N/A | New | Not 2019 | - | - | - | - | - | #VALUE!
1135_1532_1 | 1135 | WEST 65TH STREET | NYC | NYC | 138 | 1532 | WEST 49TH STREET | 138 | 1 | Closed | 0.00017 | 0.00084 | 0.00635 | 1 | 0 | 562 | 562 | 562 | 0.8 | 1.1 | 375 | Old | Closed | 0 | 0 | 0 | 0 | 0 | FALSE
1135_1532_2 | 1135 | WEST 65TH STREET | NYC | NYC | 138 | 1532 | WEST 49TH STREET | 138 | 2 | Closed | 0.00017 | 0.00084 | 0.00635 | 1 | 0 | 562 | 562 | 562 | 0.8 | 1.1 | 376 | Old | Closed | 0 | 0 | 0 | 0 | 0 | FALSE
1135_1532_3 | 1135 | WEST 65TH STREET | NYC | NYC | 138 | 1532 | WEST 49TH STREET | 138 | 3 | Closed | 0.00017 | 0.00084 | 0.00635 | 1 | 0 | 562 | 562 | 562 | 0.8 | 1.1 | 377 | Old | Closed | 0 | 0 | 0 | 0 | 0 | FALSE
1136_1532_1 | 1136 | WEST 49TH STREET | NYC | NYC | 345 | 1532 | WEST 49TH STREET | 138 | 1 | Closed | 0.0015 | 0.0625 | 0 | 1 | 0 | 800 | 800 | 800 | 0 | 0 | 378 | Old | Closed | 0 | 0 | 0 | 0 | 0 | FALSE
1136_1532_2 | 1136 | WEST 49TH STREET | NYC | NYC | 345 | 1532 | WEST 49TH STREET | 138 | 2 | Closed | 0.0015 | 0.0625 | 0 | 1 | 0 | 800 | 800 | 800 | 0 | 0 | 379 | Old | Closed | 0 | 0 | 0 | 0 | 0 | FALSE
1136_1532_3 | 1136 | WEST 49TH STREET | NYC | NYC | 345 | 1532 | WEST 49TH STREET | 138 | 3 | Closed | 0.0015 | 0.0625 | 0 | 1 | 0 | 800 | 800 | 800 | 0 | 0 | 380 | Old | Closed | 0 | 0 | 0 | 0 | 0 | FALSE
1136_594_1 | 1136 | WEST 49TH STREET | NYC | Dunwoodie | 345 | 594 | SPRAIN BROOK | 345 | 1 | Closed | 0.00046 | 0.009 | 0.17988 | 1 | 0 | 1216 | 2454 | 1804 | 15.1 | 19.9 | 381 | Old | Closed | 0 | 0 | 0 | 0 | 0 | FALSE
1136_594_2 | 1136 | WEST 49TH STREET | NYC | Dunwoodie | 345 | 594 | SPRAIN BROOK | 345 | 2 | Closed | 0.00046 | 0.009 | 0.17991 | 1 | 0 | 1216 | 2454 | 1804 | 15.1 | 19.9 | 382 | Old | Closed | 0 | 0 | 0 | 0 | 0 | FALSE
1137_1141_1 | 1137 | TAP141006 | Long Island | Long Island | 138 | 1141 | TAP141010 | 138 | 1 | Closed | 0.00233 | 0.01162 | 0.08807 | 1 | 0 | 432 | 562 | 432 | 8.3 | 15.8 | 383 | Old | Closed | 0 | 0 | 0 | 0 | 0 | FALSE
1137_1147_1 | 1137 | TAP141006 | Long Island | Long Island | 138 | 1147 | WADING RIVER GAS TURBINES | 138 | 1 | Closed | 0.00096 | 0.0048 | 0.03639 | 1 | 0 | 261 | 562 | 432 | 2.9 | 6.5 | 384 | Old | Closed | 0 | 0 | 0 | 0 | 0 | FALSE
1137_1149_1 | 1137 | TAP141006 | Long Island | Long Island | 138 | 1149 | NORTH SHORE BEACH | 138 | 1 | Closed | 1e-05 | 4e-05 | 0.00028 | 1 | 0 | 261 | 562 | 432 | 0 | 0.1 | 385 | Old | Closed | 0 | 0 | 0 | 0 | 0 | FALSE
1137_1169_EQ | 1137 | TAP141006 | Long Island | Long Island | 138 | 1169 | UNKNOWN141045 | 69 | EQ | Closed | 0.005 | 0.125 | 0.00107 | 1 | 0 | 120 | 148 | 167 | 1.7 | 5.7 | 386 | Old | Closed | 0 | 0 | 0 | 0 | 0 | FALSE
1138_1152_1 | 1138 | TAP141007 | Long Island | Long Island | 69 | 1152 | CORAM | 69 | 1 | Closed | 0.00018 | 0.00041 | 1e-05 | 1 | 0 | 96 | 250 | 123 | 0 | 0 | 387 | Old | Closed | 0 | 0 | 0 | 0 | 0 | FALSE
1138_1360_1 | 1138 | TAP141007 | Long Island | Long Island | 69 | 1360 | WEST BARLETT | 69 | 1 | Closed | 0.02214 | 0.05033 | 0.00098 | 1 | 0 | 96 | 250 | 123 | 2.3 | 3.5 | 388 | Old | Closed | 0 | 0 | 0 | 0 | 0 | FALSE
1138_609_1 | 1138 | TAP141007 | Long Island | Long Island | 69 | 609 | HOLTSVILLE MGU | 69 | 1 | Closed | 0.04703 | 0.10692 | 0.00209 | 1 | 0 | 200 | 250 | 200 | 4.8 | 7.4 | 389 | Old | Closed | 0 | 0 | 0 | 0 | 0 | FALSE
1139_1140_1 | 1139 | TAP141008 | Long Island | Long Island | 138 | 1140 | TAP141009 | 138 | 1 | Closed | 0 | 2e-05 | 0.00017 | 1 | 0 | 261 | 562 | 432 | 0 | 0 | 390 | Old | Closed | 0 | 0 | 0 | 0 | 0 | FALSE
1139_1533_1 | 1139 | TAP141008 | Long Island | Long Island | 138 | 1533 | TAP141008 | 69 | 1 | Closed | 0.00302 | 0.10864 | 0 | 1 | 0 | 125 | 145 | 170 | 0 | 0 | 391 | Old | Closed | 0 | 0 | 0 | 0 | 0 | FALSE
1139_608_1 | 1139 | TAP141008 | Long Island | Long Island | 138 | 608 | HOLBROOK | 138 | 1 | Closed | 0.00268 | 0.01339 | 0.10146 | 1 | 0 | 261 | 562 | 432 | 8.6 | 18.2 | 392 | Old | Closed | 0 | 0 | 0 | 0 | 0 | FALSE
114_1466_1 | 114 | UNKNOWN124644 | Central | Central | 115 | 1466 | TAP173592 | 115 | 1 | Closed | 0.00648 | 0.0268 | 0.00444 | 1 | 0 | 167 | 556 | 210 | 4.1 | 5.4 | 393 | Old | Closed | 0 | 0 | 0 | 0 | 0 | FALSE
1140_1148_1 | 1140 | TAP141009 | Long Island | Long Island | 138 | 1148 | SHOREHAM POWER STATION | 138 | 1 | Closed | 0.00214 | 0.01071 | 0.08114 | 1 | 0 | 261 | 562 | 432 | 7.9 | 14.6 | 394 | Old | Closed | 0 | 0 | 0 | 0 | 0 | FALSE
1140_1534_1 | 1140 | TAP141009 | Long Island | Long Island | 138 | 1534 | TAP141009 | 69 | 1 | Closed | 0.00302 | 0.10864 | 0 | 1 | 0 | 125 | 145 | 170 | 0 | 0 | 395 | Old | Closed | 0 | 0 | 0 | 0 | 0 | FALSE
1141_552_1 | 1141 | TAP141010 | Long Island | Long Island | 138 | 552 | UNKNOWN129212 | 138 | 1 | Closed | 0.00026 | 0.00132 | 0.00999 | 1 | 0 | 432 | 562 | 432 | 1.2 | 1.8 | 396 | Old | Closed | 0 | 0 | 0 | 0 | 0 | FALSE
1141_608_1 | 1141 | TAP141010 | Long Island | Long Island | 138 | 608 | HOLBROOK | 138 | 1 | Closed | 0.00152 | 0.00758 | 0.05747 | 1 | 0 | 261 | 562 | 432 | 7.7 | 10.3 | 397 | Old | Closed | 0 | 0 | 0 | 0 | 0 | FALSE
1142_1156_1 | 1142 | TAP141011 | Long Island | Long Island | 69 | 1156 | TERRYVILLE | 69 | 1 | Closed | 0.01516 | 0.03447 | 0.00067 | 1 | 0 | 96 | 250 | 123 | 2.5 | 2.4 | 398 | Old | Closed | 0 | 0 | 0 | 0 | 0 | FALSE
1142_1162_1 | 1142 | TAP141011 | Long Island | Long Island | 69 | 1162 | STONY BROOK | 69 | 1 | Closed | 0.01957 | 0.04448 | 0.00087 | 1 | 0 | 96 | 250 | 123 | 2.4 | 3.1 | 399 | Old | Closed | 0 | 0 | 0 | 0 | 0 | FALSE
1142_1490_1 | 1142 | TAP141011 | Long Island | Long Island | 69 | 1490 | UNKNOWN129212 | 69 | 1 | Closed | 0.00673 | 0.0153 | 0.0003 | 1 | 0 | 300 | 300 | 300 | 1 | 1.1 | 400 | Old | Closed | 0 | 0 | 0 | 0 | 0 | FALSE
1143_1166_1 | 1143 | TAP141012 | Long Island | Long Island | 138 | 1166 | PILGRIM | 138 | 1 | Closed | 5e-05 | 0.00026 | 0.00195 | 1 | 0 | 370 | 407 | 432 | 0.2 | 0.4 | 401 | Old | Closed | 0 | 0 | 0 | 0 | 0 | FALSE
1143_1166_2 | 1143 | TAP141012 | Long Island | Long Island | 138 | 1166 | PILGRIM | 138 | 2 | Closed | 5e-05 | 0.00026 | 0.00195 | 1 | 0 | 370 | 407 | 432 | 0.2 | 0.4 | 402 | Old | Closed | 0 | 0 | 0 | 0 | 0 | FALSE
1143_1166_3 | 1143 | TAP141012 | Long Island | Long Island | 138 | 1166 | PILGRIM | 138 | 3 | Closed | 5e-05 | 0.00026 | 0.00195 | 1 | 0 | 370 | 407 | 432 | 0.2 | 0.4 | 403 | Old | Closed | 0 | 0 | 0 | 0 | 0 | FALSE
1143_608_1 | 1143 | TAP141012 | Long Island | Long Island | 138 | 608 | HOLBROOK | 138 | 1 | Closed | 0.00293 | 0.01467 | 0.11116 | 1 | 0 | 311 | 311 | 311 | 11.1 | 20 | 404 | Old | Closed | 0 | 0 | 0 | 0 | 0 | FALSE
1143_608_2 | 1143 | TAP141012 | Long Island | Long Island | 138 | 608 | HOLBROOK | 138 | 2 | Closed | 0.00293 | 0.01467 | 0.11116 | 1 | 0 | 311 | 311 | 311 | 11.1 | 20 | 405 | Old | Closed | 0 | 0 | 0 | 0 | 0 | FALSE
1143_608_3 | 1143 | TAP141012 | Long Island | Long Island | 138 | 608 | HOLBROOK | 138 | 3 | Closed | 0.00293 | 0.01467 | 0.11116 | 1 | 0 | 311 | 311 | 311 | 11.1 | 20 | 406 | Old | Closed | 0 | 0 | 0 | 0 | 0 | FALSE
1143_608_4 | 1143 | TAP141012 | Long Island | Long Island | 138 | 608 | HOLBROOK | 138 | 4 | Closed | 0.00293 | 0.01467 | 0.11116 | 1 | 0 | 311 | 311 | 311 | 11.1 | 20 | 407 | Old | Closed | 0 | 0 | 0 | 0 | 0 | FALSE
1143_842_1 | 1143 | TAP141012 | Long Island | Long Island | 138 | 842 | RULAND ROAD | 138 | 1 | Closed | 0.007 | 0.07 | 0.0045 | 1 | 0 | 261 | 562 | 432 | 8.4 | 8.8 | 408 | Old | Closed | 0 | 0 | 0 | 0 | 0 | FALSE
1144_1166_1 | 1144 | TAP141013 | Long Island | Long Island | 138 | 1166 | PILGRIM | 138 | 1 | Closed | 0.0002 | 0.00318 | 0.001 | 1 | 0 | 600 | 600 | 600 | 0.2 | 0.9 | 409 | Old | Closed | 0.00012 | 0.00218 | 0.00075 | 0 | 0 | TRUE
1144_553_1 | 1144 | TAP141013 | Long Island | Long Island | 138 | 553 | UNKNOWN129228 | 138 | 1 | Closed | 0.00171 | 0.0227 | 0.012 | 1 | 0 | 444 | 444 | 444 | 6 | 8.2 | 410 | Old | Closed | 0 | 0 | 0 | 0 | 0 | FALSE
1144_553_2 | 1144 | TAP141013 | Long Island | Long Island | 138 | 553 | UNKNOWN129228 | 138 | 2 | Closed | 0.00171 | 0.0227 | 0.012 | 1 | 0 | 444 | 444 | 444 | 6 | 8.2 | 411 | Old | Closed | 0 | 0 | 0 | 0 | 0 | FALSE
1144_555_1 | 1144 | TAP141013 | Long Island | Long Island | 138 | 555 | UNKNOWN129500 | 138 | 1 | Closed | 0.00299 | 0.016 | 0.112 | 1 | 0 | 300 | 300 | 360 | 11.2 | 20.9 | 412 | Old | Closed | 0 | 0 | 0 | 0 | 60 | TRUE
1144_842_1 | 1144 | TAP141013 | Long Island | Long Island | 138 | 842 | RULAND ROAD | 138 | 1 | Closed | 0.00157 | 0.02373 | 0.01327 | 1 | 0 | 449 | 510 | 578 | 8.4 | 8.8 | #N/A | New | Not 2019 | - | - | - | - | - | #VALUE!
1145_1146_1 | 1145 | DEPOSIT | Long Island | Long Island | 69 | 1146 | DEPOSIT | 69 | 1 | Closed | 0.00058 | 0.00131 | 3e-05 | 1 | 0 | 96 | 250 | 123 | 0.1 | 0.1 | 413 | Old | Closed | 0 | 0 | 0 | 0 | 0 | FALSE
1146_1159_1 | 1146 | DEPOSIT | Long Island | Long Island | 69 | 1159 | INDIAN HEAD | 69 | 1 | Closed | 0.01741 | 0.03959 | 0.00077 | 1 | 0 | 96 | 250 | 123 | 2 | 2.7 | 414 | Old | Closed | 0 | 0 | 0 | 0 | 0 | FALSE
1146_1537_1 | 1146 | DEPOSIT | Long Island | Long Island | 69 | 1537 | ELWOOD | 69 | 1 | Closed | 0.02094 | 0.0476 | 0.00093 | 1 | 0 | 200 | 250 | 200 | 2.6 | 3.3 | 415 | Old | Closed | 0 | 0 | 0 | 0 | 0 | FALSE
1147_1148_1 | 1147 | WADING RIVER GAS TURBINES | Long Island | Long Island | 138 | 1148 | SHOREHAM POWER STATION | 138 | 1 | Closed | 0.00018 | 0.00089 | 0.00671 | 1 | 0 | 261 | 562 | 432 | 0.6 | 1.2 | 416 | Old | Closed | 0 | 0 | 0 | 0 | 0 | FALSE
1148_1165_1 | 1148 | SHOREHAM POWER STATION | Long Island | Long Island | 138 | 1165 | WILDWOOD | 138 | 1 | Closed | 0.00019 | 0.00097 | 0.00732 | 1 | 0 | 261 | 562 | 432 | 0.9 | 1.3 | 417 | Old | Closed | 0 | 0 | 0 | 0 | 0 | FALSE
1148_1165_2 | 1148 | SHOREHAM POWER STATION | Long Island | Long Island | 138 | 1165 | WILDWOOD | 138 | 2 | Closed | 0.00019 | 0.00095 | 0.00717 | 1 | 0 | 261 | 562 | 432 | 0.9 | 1.3 | 418 | Old | Closed | 0 | 0 | 0 | 0 | 0 | FALSE
1149_1165_1 | 1149 | NORTH SHORE BEACH | Long Island | Long Island | 138 | 1165 | WILDWOOD | 138 | 1 | Closed | 0.00094 | 0.00468 | 0.03543 | 1 | 0 | 261 | 562 | 432 | 3.6 | 6.4 | 419 | Old | Closed | 0 | 0 | 0 | 0 | 0 | FALSE
1149_1535_1 | 1149 | NORTH SHORE BEACH | Long Island | Long Island | 138 | 1535 | NORTH SHORE BEACH | 69 | 1 | Closed | 0.00302 | 0.10864 | 0 | 1 | 0 | 125 | 145 | 170 | 0 | 0 | 420 | Old | Closed | 0 | 0 | 0 | 0 | 0 | FALSE
115_1559_1 | 115 | KATTELVILLE | Central | Central | 115 | 1559 | OAKDALE | 115 | 1 | Closed | 0.01298 | 0.05366 | 0.00888 | 1 | 0 | 167 | 556 | 210 | 7.6 | 10.8 | 421 | Old | Closed | 0 | 0 | 0 | 0 | 0 | FALSE
115_205_1 | 115 | KATTELVILLE | Central | Mohawk Valley | 115 | 205 | UNKNOWN125125 | 115 | 1 | Closed | 0.03321 | 0.13731 | 0.02274 | 1 | 0 | 167 | 556 | 210 | 20.4 | 27.6 | 422 | Old | Closed | 0 | 0 | 0 | 0 | 0 | FALSE
1150_1539_1 | 1150 | YAPHANK | Long Island | Long Island | 69 | 1539 | BROOKHAVEN | 69 | 1 | Closed | 0.01934 | 0.04397 | 0.00086 | 1 | 0 | 250 | 250 | 250 | 2.4 | 3 | 423 | Old | Closed | 0 | 0 | 0 | 0 | 0 | FALSE
1150_1539_2 | 1150 | YAPHANK | Long Island | Long Island | 69 | 1539 | BROOKHAVEN | 69 | 2 | Closed | 0.0193 | 0.04388 | 0.00086 | 1 | 0 | 250 | 250 | 250 | 2.4 | 3 | 424 | Old | Closed | 0 | 0 | 0 | 0 | 0 | FALSE
1150_611_1 | 1150 | YAPHANK | Long Island | Long Island | 69 | 611 | UNKNOWN135467 | 69 | 1 | Closed | 0.0216 | 0.04911 | 0.00096 | 1 | 0 | 123 | 123 | 123 | 4.2 | 3.4 | 425 | Old | Closed | 0 | 0 | 0 | 0 | 0 | FALSE
1150_611_2 | 1150 | YAPHANK | Long Island | Long Island | 69 | 611 | UNKNOWN135467 | 69 | 2 | Closed | 0.0216 | 0.04911 | 0.00096 | 1 | 0 | 123 | 123 | 123 | 4.2 | 3.4 | 426 | Old | Closed | 0 | 0 | 0 | 0 | 0 | FALSE
1151_1169_1 | 1151 | RIDGE | Long Island | Long Island | 69 | 1169 | UNKNOWN141045 | 69 | 1 | Closed | 0.02418 | 0.05498 | 0.00107 | 1 | 0 | 96 | 250 | 123 | 2.7 | 3.8 | 427 | Old | Closed | 0 | 0 | 0 | 0 | 0 | FALSE
1151_1360_1 | 1151 | RIDGE | Long Island | Long Island | 69 | 1360 | WEST BARLETT | 69 | 1 | Closed | 0.04124 | 0.09375 | 0.00183 | 1 | 0 | 96 | 250 | 123 | 4.8 | 6.5 | 428 | Old | Closed | 0 | 0 | 0 | 0 | 0 | FALSE
1153_1156_1 | 1153 | CENTEREACH | Long Island | Long Island | 69 | 1156 | TERRYVILLE | 69 | 1 | Closed | 0.01643 | 0.03735 | 0.00073 | 1 | 0 | 96 | 250 | 123 | 2.6 | 2.6 | 429 | Old | Closed | 0 | 0 | 0 | 0 | 0 | FALSE
1154_1139_1 | 1154 | MOUNT SINAI | Long Island | Long Island | 138 | 1139 | TAP141008 | 138 | 1 | Closed | 0 | 2e-05 | 0.00016 | 1 | 0 | 261 | 562 | 432 | 0 | 0 | 430 | Old | Closed | 0 | 0 | 0 | 0 | 0 | FALSE
1157_1160_1 | 1157 | GREENLAWN | Long Island | Long Island | 138 | 1160 | ELWOOD | 138 | 1 | Closed | 0.00076 | 0.00382 | 0.02892 | 1 | 0 | 261 | 562 | 432 | 2.8 | 5.2 | 431 | Old | Closed | 0 | 0 | 0 | 0 | 0 | FALSE
1157_1536_1 | 1157 | GREENLAWN | Long Island | Long Island | 138 | 1536 | GREENLAWN | 69 | 1 | Closed | 0.00302 | 0.10864 | 0 | 1 | 0 | 125 | 145 | 170 | 0 | 0 | 432 | Old | Closed | 0 | 0 | 0 | 0 | 0 | FALSE
1158_1159_1 | 1158 | SMITHTOWN | Long Island | Long Island | 69 | 1159 | INDIAN HEAD | 69 | 1 | Closed | 0.03211 | 0.073 | 0.00143 | 1 | 0 | 96 | 250 | 123 | 3.7 | 5 | 433 | Old | Closed | 0 | 0 | 0 | 0 | 0 | FALSE
1158_1161_1 | 1158 | SMITHTOWN | Long Island | Long Island | 69 | 1161 | FLOWERFIELD | 69 | 1 | Closed | 0.02259 | 0.05137 | 0.001 | 1 | 0 | 96 | 250 | 123 | 3.1 | 3.5 | 434 | Old | Closed | 0 | 0 | 0 | 0 | 0 | FALSE
116_120_1 | 116 | UNKNOWN124652 | Central | Central | 115 | 120 | UNKNOWN124656 | 115 | 1 | Closed | 0.01538 | 0.0636 | 0.01053 | 1 | 0 | 167 | 556 | 210 | 6.8 | 12.8 | 435 | Old | Closed | 0 | 0 | 0 | 0 | 0 | FALSE
116_1559_1 | 116 | UNKNOWN124652 | Central | Central | 115 | 1559 | OAKDALE | 115 | 1 | Closed | 0.00595 | 0.0246 | 0.00407 | 1 | 0 | 167 | 556 | 210 | 2.6 | 4.9 | 436 | Old | Closed | 0 | 0 | 0 | 0 | 0 | FALSE
1160_1166_1 | 1160 | ELWOOD | Long Island | Long Island | 138 | 1166 | PILGRIM | 138 | 1 | Closed | 0.00122 | 0.00611 | 0.04626 | 1 | 0 | 550 | 550 | 550 | 4.3 | 8.3 | 437 | Old | Closed | 0 | 0 | 0 | 0 | 0 | FALSE
1160_1166_2 | 1160 | ELWOOD | Long Island | Long Island | 138 | 1166 | PILGRIM | 138 | 2 | Closed | 0.00122 | 0.00611 | 0.04626 | 1 | 0 | 550 | 550 | 550 | 4.3 | 8.3 | 438 | Old | Closed | 0 | 0 | 0 | 0 | 0 | FALSE
1160_1166_3 | 1160 | ELWOOD | Long Island | Long Island | 138 | 1166 | PILGRIM | 138 | 3 | Closed | 0.00122 | 0.00611 | 0.04626 | 1 | 0 | 550 | 550 | 550 | 4.3 | 8.3 | 439 | Old | Closed | 0 | 0 | 0 | 0 | 0 | FALSE
1160_1166_4 | 1160 | ELWOOD | Long Island | Long Island | 138 | 1166 | PILGRIM | 138 | 4 | Closed | 0.00122 | 0.00611 | 0.04626 | 1 | 0 | 550 | 550 | 550 | 4.3 | 8.3 | 440 | Old | Closed | 0 | 0 | 0 | 0 | 0 | FALSE
1160_1537_1 | 1160 | ELWOOD | Long Island | Long Island | 138 | 1537 | ELWOOD | 69 | 1 | Closed | 0.00302 | 0.10864 | 0 | 1 | 0 | 225 | 245 | 270 | 0 | 0 | 441 | Old | Closed | 0 | 0 | 0 | 0 | 0 | FALSE
1160_1538_1 | 1160 | ELWOOD | Long Island | Long Island | 138 | 1538 | ELWOOD | 115 | 1 | Closed | 0.0007 | 0.025 | 0 | 1 | 0 | 1000 | 1000 | 1000 | 0 | 0 | 442 | Old | Closed | 0 | 0 | 0 | 0 | 0 | FALSE
1160_1538_2 | 1160 | ELWOOD | Long Island | Long Island | 138 | 1538 | ELWOOD | 115 | 2 | Closed | 0.0007 | 0.025 | 0 | 1 | 0 | 1000 | 1000 | 1000 | 0 | 0 | 443 | Old | Closed | 0 | 0 | 0 | 0 | 0 | FALSE
1160_1538_3 | 1160 | ELWOOD | Long Island | Long Island | 138 | 1538 | ELWOOD | 115 | 3 | Closed | 0.0007 | 0.025 | 0 | 1 | 0 | 1000 | 1000 | 1000 | 0 | 0 | 444 | Old | Closed | 0 | 0 | 0 | 0 | 0 | FALSE
1160_1538_4 | 1160 | ELWOOD | Long Island | Long Island | 138 | 1538 | ELWOOD | 115 | 4 | Closed | 0.0007 | 0.025 | 0 | 1 | 0 | 1000 | 1000 | 1000 | 0 | 0 | 445 | Old | Closed | 0 | 0 | 0 | 0 | 0 | FALSE
1161_1162_1 | 1161 | FLOWERFIELD | Long Island | Long Island | 69 | 1162 | STONY BROOK | 69 | 1 | Closed | 0.01304 | 0.02965 | 0.00058 | 1 | 0 | 96 | 250 | 123 | 1.8 | 2 | 446 | Old | Closed | 0 | 0 | 0 | 0 | 0 | FALSE
1164_1165_1 | 1164 | BROOKHAVEN | Long Island | Long Island | 138 | 1165 | WILDWOOD | 138 | 1 | Closed | 0.00129 | 0.00645 | 0.04891 | 1 | 0 | 261 | 562 | 432 | 6.3 | 8.8 | 447 | Old | Closed | 0 | 0 | 0 | 0 | 0 | FALSE
1164_1539_1 | 1164 | BROOKHAVEN | Long Island | Long Island | 138 | 1539 | BROOKHAVEN | 69 | 1 | Closed | 0.00302 | 0.10864 | 0 | 1 | 0 | 225 | 225 | 225 | 0 | 0 | 448 | Old | Closed | 0 | 0 | 0 | 0 | 0 | FALSE
1165_1540_1 | 1165 | WILDWOOD | Long Island | Long Island | 138 | 1540 | WILDWOOD | 69 | 1 | Closed | 0.00302 | 0.10864 | 0 | 1 | 0 | 125 | 145 | 170 | 0 | 0 | 449 | Old | Closed | 0 | 0 | 0 | 0 | 0 | FALSE
1166_1541_1 | 1166 | PILGRIM | Long Island | Long Island | 138 | 1541 | PILGRIM | 69 | 1 | Closed | 0.00302 | 0.10864 | 0 | 1 | 0 | 125 | 145 | 170 | 0 | 0 | 450 | Old | Closed | 0 | 0 | 0 | 0 | 0 | FALSE
1166_1541_2 | 1166 | PILGRIM | Long Island | Long Island | 138 | 1541 | PILGRIM | 69 | 2 | Closed | 0.00302 | 0.10864 | 0 | 1 | 0 | 125 | 145 | 170 | 0 | 0 | 451 | Old | Closed | 0 | 0 | 0 | 0 | 0 | FALSE
1167_1168_1 | 1167 | UNKNOWN141043 | Long Island | Long Island | 69 | 1168 | UNKNOWN141044 | 69 | 1 | Closed | 0.0122 | 0.02774 | 0.00054 | 1 | 0 | 96 | 250 | 123 | 1.5 | 1.9 | 452 | Old | Closed | 0 | 0 | 0 | 0 | 0 | FALSE
1168_1542_1 | 1168 | UNKNOWN141044 | Long Island | Long Island | 69 | 1542 | UNKNOWN141047 | 69 | 1 | Closed | 0.0297 | 0.06753 | 0.00132 | 1 | 0 | 96 | 250 | 123 | 4.2 | 4.7 | 453 | Old | Closed | 0 | 0 | 0 | 0 | 0 | FALSE
117_121_1 | 117 | NORTH ENDICOTT | Central | Central | 115 | 121 | UNKNOWN124661 | 115 | 1 | Closed | 0.00385 | 0.01594 | 0.00264 | 1 | 0 | 167 | 556 | 210 | 2.1 | 3.2 | 454 | Old | Closed | 0 | 0 | 0 | 0 | 0 | FALSE
117_122_1 | 117 | NORTH ENDICOTT | Central | Central | 115 | 122 | ROBBLE AVE | 115 | 1 | Closed | 0.00162 | 0.00669 | 0.00111 | 1 | 0 | 167 | 556 | 210 | 0.8 | 1.3 | 455 | Old | Closed | 0 | 0 | 0 | 0 | 0 | FALSE
117_1559_1 | 117 | NORTH ENDICOTT | Central | Central | 115 | 1559 | OAKDALE | 115 | 1 | Closed | 0.00982 | 0.0406 | 0.00672 | 1 | 0 | 167 | 556 | 210 | 4.3 | 8.2 | 456 | Old | Closed | 0 | 0 | 0 | 0 | 0 | FALSE
1170_1542_1 | 1170 | UNKNOWN141047 | Long Island | Long Island | 138 | 1542 | UNKNOWN141047 | 69 | 1 | Closed | 0.00302 | 0.10864 | 0 | 1 | 0 | 125 | 145 | 170 | 0 | 0 | 457 | Old | Closed | 0 | 0 | 0 | 0 | 0 | FALSE
1171_124_1 | 1171 | TAP141049 | Central | Central | 115 | 124 | UNKNOWN124668 | 115 | 1 | Closed | 0.01154 | 0.04772 | 0.0079 | 1 | 0 | 167 | 556 | 210 | 9.2 | 9.6 | 458 | Old | Closed | 0 | 0 | 0 | 0 | 0 | FALSE
1171_1568_1 | 1171 | TAP141049 | Central | Central | 115 | 1568 | HILLSIDE | 115 | 1 | Closed | 0.00799 | 0.03303 | 0.00547 | 1 | 0 | 167 | 556 | 210 | 6.6 | 6.6 | 459 | Old | Closed | 0 | 0 | 0 | 0 | 0 | FALSE
1172_110_1 | 1172 | TAP141050 | Central | Central | 115 | 110 | UNKNOWN124640 | 115 | 1 | Closed | 0.00784 | 0.03241 | 0.00537 | 1 | 0 | 167 | 556 | 210 | 4.8 | 6.5 | 460 | Old | Closed | 0 | 0 | 0 | 0 | 0 | FALSE
1172_1466_1 | 1172 | TAP141050 | Central | Central | 115 | 1466 | TAP173592 | 115 | 1 | Closed | 0.02156 | 0.08914 | 0.01476 | 1 | 0 | 167 | 556 | 210 | 13.6 | 17.9 | 461 | Old | Closed | 0 | 0 | 0 | 0 | 0 | FALSE
1173_149_1 | 1173 | TAP141051 | Central | Central | 115 | 149 | UNKNOWN124827 | 115 | 1 | Closed | 0.00792 | 0.03274 | 0.00542 | 1 | 0 | 167 | 556 | 210 | 2.6 | 6.6 | 462 | Old | Closed | 0 | 0 | 0 | 0 | 0 | FALSE
1173_150_1 | 1173 | TAP141051 | Central | Central | 115 | 150 | UNKNOWN124828 | 115 | 1 | Closed | 0.00011 | 0.00044 | 7e-05 | 1 | 0 | 167 | 556 | 210 | 0.1 | 0.1 | 463 | Old | Closed | 0 | 0 | 0 | 0 | 0 | FALSE
1173_151_1 | 1173 | TAP141051 | Central | Central | 115 | 151 | UNKNOWN124829 | 115 | 1 | Closed | 8e-05 | 0.00031 | 5e-05 | 1 | 0 | 167 | 556 | 210 | 0.1 | 0.1 | 464 | Old | Closed | 0 | 0 | 0 | 0 | 0 | FALSE
1174_1175_1 | 1174 | TAP141052 | Central | Central | 115 | 1175 | TAP141053 | 115 | 1 | Closed | 0.00018 | 0.00076 | 0.00013 | 1 | 0 | 167 | 556 | 210 | 0.1 | 0.2 | 465 | Old | Closed | 0 | 0 | 0 | 0 | 0 | FALSE
1174_1176_1 | 1174 | TAP141052 | Central | Central | 115 | 1176 | TAP141054 | 115 | 1 | Closed | 0.00017 | 0.00071 | 0.00012 | 1 | 0 | 167 | 556 | 210 | 0.1 | 0.1 | 466 | Old | Closed | 0 | 0 | 0 | 0 | 0 | FALSE
1174_1186_1 | 1174 | TAP141052 | Central | Central | 115 | 1186 | TAP141064 | 115 | 1 | Closed | 0.00416 | 0.01721 | 0.00285 | 1 | 0 | 167 | 556 | 210 | 3.5 | 3.5 | 467 | Old | Closed | 0 | 0 | 0 | 0 | 0 | FALSE
1175_1188_1 | 1175 | TAP141053 | Central | Central | 115 | 1188 | TAP141066 | 115 | 1 | Closed | 0.00035 | 0.00143 | 0.00024 | 1 | 0 | 167 | 556 | 210 | 0.2 | 0.3 | 468 | Old | Closed | 0 | 0 | 0 | 0 | 0 | FALSE
1175_1555_1 | 1175 | TAP141053 | Central | Central | 115 | 1555 | NINE MILE | 115 | 1 | Closed | 0.00054 | 0.00222 | 0.00037 | 1 | 0 | 167 | 556 | 210 | 0.4 | 0.4 | 469 | Old | Closed | 0 | 0 | 0 | 0 | 0 | FALSE
1176_1177_1 | 1176 | TAP141054 | Central | Central | 115 | 1177 | TAP141055 | 115 | 1 | Closed | 2e-05 | 9e-05 | 2e-05 | 1 | 0 | 167 | 556 | 210 | 0 | 0 | 470 | Old | Closed | 0 | 0 | 0 | 0 | 0 | FALSE
1176_1554_1 | 1176 | TAP141054 | Central | Central | 115 | 1554 | SCRIBA | 115 | 1 | Closed | 9e-05 | 0.00038 | 6e-05 | 1 | 0 | 167 | 556 | 210 | 0.1 | 0.1 | 471 | Old | Closed | 0 | 0 | 0 | 0 | 0 | FALSE
1177_1479_1 | 1177 | TAP141055 | Central | Central | 115 | 1479 | UNKNOWN125476 | 115 | 1 | Closed | 0.00127 | 0.00524 | 0.00087 | 1 | 0 | 167 | 556 | 210 | 0.6 | 1.1 | 472 | Old | Closed | 0 | 0 | 0 | 0 | 0 | FALSE
1177_1554_1 | 1177 | TAP141055 | Central | Central | 115 | 1554 | SCRIBA | 115 | 1 | Closed | 8e-05 | 0.00034 | 6e-05 | 1 | 0 | 167 | 556 | 210 | 0.1 | 0.1 | 473 | Old | Closed | 0 | 0 | 0 | 0 | 0 | FALSE
1178_1182_1 | 1178 | TAP141056 | Central | Central | 115 | 1182 | TAP141060 | 115 | 1 | Closed | 0.00177 | 0.00732 | 0.00121 | 1 | 0 | 167 | 556 | 210 | 1.2 | 1.5 | 474 | Old | Closed | 0 | 0 | 0 | 0 | 0 | FALSE
1178_1257_1 | 1178 | TAP141056 | Central | Central | 115 | 1257 | WINE CREEK STATION | 115 | 1 | Closed | 0.00022 | 0.00091 | 0.00015 | 1 | 0 | 167 | 556 | 210 | 0.1 | 0.2 | 475 | Old | Closed | 0 | 0 | 0 | 0 | 0 | FALSE
1178_34_1 | 1178 | TAP141056 | Central | Central | 115 | 34 | HAMMERHILL | 115 | 1 | Closed | 0.00098 | 0.00404 | 0.00067 | 1 | 0 | 167 | 556 | 210 | 0.5 | 0.8 | 476 | Old | Closed | 0 | 0 | 0 | 0 | 0 | FALSE
1179_1183_1 | 1179 | TAP141057 | Central | Central | 115 | 1183 | TAP141061 | 115 | 1 | Closed | 0.00177 | 0.00732 | 0.00121 | 1 | 0 | 167 | 556 | 210 | 1.2 | 1.5 | 477 | Old | Closed | 0 | 0 | 0 | 0 | 0 | FALSE
1179_1184_1 | 1179 | TAP141057 | Central | Central | 115 | 1184 | TAP141062 | 115 | 1 | Closed | 0.00185 | 0.012 | 0.0016 | 1 | 0 | 217 | 131 | 260 | 2.1 | 2.2 | 478 | Old | Closed | 0 | 0 | 0 | 0 | 0 | FALSE
1179_1257_1 | 1179 | TAP141057 | Central | Central | 115 | 1257 | WINE CREEK STATION | 115 | 1 | Closed | 0.00022 | 0.00091 | 0.00015 | 1 | 0 | 167 | 556 | 210 | 0.1 | 0.2 | 479 | Old | Closed | 0 | 0 | 0 | 0 | 0 | FALSE
1179_34_1 | 1179 | TAP141057 | Central | Central | 115 | 34 | HAMMERHILL | 115 | 1 | Closed | 0.00097 | 0.004 | 0.00066 | 1 | 0 | 167 | 556 | 210 | 0.5 | 0.8 | 480 | Old | Closed | 0 | 0 | 0 | 0 | 0 | FALSE
118_119_1 | 118 | UNKNOWN124654 | Central | Central | 115 | 119 | UNKNOWN124655 | 115 | 1 | Closed | 0.00744 | 0.03076 | 0.00509 | 1 | 0 | 167 | 556 | 210 | 4.2 | 6.2 | 481 | Old | Closed | 0 | 0 | 0 | 0 | 0 | FALSE
118_123_1 | 118 | UNKNOWN124654 | Central | Central | 115 | 123 | CASTLE GARDENS | 115 | 1 | Closed | 0.01054 | 0.04357 | 0.00721 | 1 | 0 | 167 | 556 | 210 | 5.6 | 8.8 | 482 | Old | Closed | 0 | 0 | 0 | 0 | 0 | FALSE
1180_1183_1 | 1180 | TAP141058 | Central | Central | 115 | 1183 | TAP141061 | 115 | 1 | Closed | 0.00232 | 0.00959 | 0.00159 | 1 | 0 | 167 | 556 | 210 | 1.4 | 1.9 | 483 | Old | Closed | 0 | 0 | 0 | 0 | 0 | FALSE
1180_353_1 | 1180 | TAP141058 | Central | Central | 115 | 353 | S OSWEGO | 115 | 1 | Closed | 0.00104 | 0.00431 | 0.00071 | 1 | 0 | 167 | 556 | 210 | 0.6 | 0.9 | 484 | Old | Closed | 0 | 0 | 0 | 0 | 0 | FALSE
1180_359_1 | 1180 | TAP141058 | Central | Central | 115 | 359 | PALOMA | 115 | 1 | Closed | 3e-05 | 0.00012 | 2e-05 | 1 | 0 | 167 | 556 | 210 | 0 | 0 | 485 | Old | Closed | 0 | 0 | 0 | 0 | 0 | FALSE
1181_1182_1 | 1181 | TAP141059 | Central | Central | 115 | 1182 | TAP141060 | 115 | 1 | Closed | 0.00228 | 0.00943 | 0.00156 | 1 | 0 | 167 | 556 | 210 | 1.4 | 1.9 | 486 | Old | Closed | 0 | 0 | 0 | 0 | 0 | FALSE
1181_353_1 | 1181 | TAP141059 | Central | Central | 115 | 353 | S OSWEGO | 115 | 1 | Closed | 0.00107 | 0.00441 | 0.00073 | 1 | 0 | 167 | 556 | 210 | 0.6 | 0.9 | 487 | Old | Closed | 0 | 0 | 0 | 0 | 0 | FALSE
1181_359_1 | 1181 | TAP141059 | Central | Central | 115 | 359 | PALOMA | 115 | 1 | Closed | 4e-05 | 0.00017 | 3e-05 | 1 | 0 | 167 | 556 | 210 | 0 | 0 | 488 | Old | Closed | 0 | 0 | 0 | 0 | 0 | FALSE
1182_1461_1 | 1182 | TAP141060 | Central | Central | 115 | 1461 | TAP173587 | 115 | 1 | Closed | 0.00292 | 0.01206 | 0.002 | 1 | 0 | 167 | 556 | 210 | 1.8 | 2.4 | 489 | Old | Closed | 0 | 0 | 0 | 0 | 0 | FALSE
1182_353_1 | 1182 | TAP141060 | Central | Central | 115 | 353 | S OSWEGO | 115 | 1 | Closed | 0.00292 | 0.01206 | 0.002 | 1 | 0 | 116 | 556 | 145 | 2 | 2.4 | 490 | Old | Closed | 0 | 0 | 0 | 0 | 0 | FALSE
1183_1184_1 | 1183 | TAP141061 | Central | Central | 115 | 1184 | TAP141062 | 115 | 1 | Closed | 0.00289 | 0.01195 | 0.00198 | 1 | 0 | 167 | 556 | 210 | 1.8 | 2.4 | 491 | Old | Closed | 0 | 0 | 0 | 0 | 0 | FALSE
1184_1462_1 | 1184 | TAP141062 | Central | Central | 115 | 1462 | TAP173588 | 115 | 1 | Closed | 0.0001 | 0.0004 | 7e-05 | 1 | 0 | 167 | 556 | 210 | 0.1 | 0.1 | 492 | Old | Closed | 0 | 0 | 0 | 0 | 0 | FALSE
1185_1184_1 | 1185 | TAP141063 | Central | Central | 115 | 1184 | TAP141062 | 115 | 1 | Closed | 0.0037 | 0.01531 | 0.00253 | 1 | 0 | 211 | 211 | 236 | 2.3 | 3.1 | 493 | Old | Closed | 0 | 0 | 0 | 0 | 0 | FALSE
1185_1186_1 | 1185 | TAP141063 | Central | Central | 115 | 1186 | TAP141064 | 115 | 1 | Closed | 5e-05 | 0.0002 | 3e-05 | 1 | 0 | 167 | 556 | 210 | 0 | 0 | 494 | Old | Closed | 0 | 0 | 0 | 0 | 0 | FALSE
1185_1555_1 | 1185 | TAP141063 | Central | Central | 115 | 1555 | NINE MILE | 115 | 1 | Closed | 0.00489 | 0.02022 | 0.00335 | 1 | 0 | 167 | 556 | 210 | 4 | 4.1 | 495 | Old | Closed | 0 | 0 | 0 | 0 | 0 | FALSE
1186_1187_1 | 1186 | TAP141064 | Central | Central | 115 | 1187 | TAP141065 | 115 | 1 | Closed | 0.00135 | 0.00556 | 0.00092 | 1 | 0 | 167 | 556 | 210 | 0.8 | 1.1 | 496 | Old | Closed | 0 | 0 | 0 | 0 | 0 | FALSE
1187_1189_1 | 1187 | TAP141065 | Central | Central | 115 | 1189 | TAP141067 | 115 | 1 | Closed | 0.00447 | 0.0185 | 0.00306 | 1 | 0 | 210 | 556 | 210 | 3.5 | 3.7 | 497 | Old | Closed | 0 | 0 | 0 | 0 | 0 | FALSE
1188_1189_1 | 1188 | TAP141066 | Central | Central | 115 | 1189 | TAP141067 | 115 | 1 | Closed | 0.00044 | 0.00183 | 0.0003 | 1 | 0 | 167 | 556 | 210 | 0.3 | 0.4 | 498 | Old | Closed | 0 | 0 | 0 | 0 | 0 | FALSE
1188_1554_1 | 1188 | TAP141066 | Central | Central | 115 | 1554 | SCRIBA | 115 | 1 | Closed | 0.00014 | 0.00056 | 9e-05 | 1 | 0 | 167 | 556 | 210 | 0.1 | 0.1 | 499 | Old | Closed | 0 | 0 | 0 | 0 | 0 | FALSE
1189_1557_1 | 1189 | TAP141067 | Central | Central | 115 | 1557 | FITZPATRICK | 115 | 1 | Closed | 0.00077 | 0.00319 | 0.00053 | 1 | 0 | 167 | 556 | 210 | 0.5 | 0.6 | 500 | Old | Closed | 0 | 0 | 0 | 0 | 0 | FALSE
119_120_1 | 119 | UNKNOWN124655 | Central | Central | 115 | 120 | UNKNOWN124656 | 115 | 1 | Closed | 0.00694 | 0.0287 | 0.00475 | 1 | 0 | 167 | 556 | 210 | 4.2 | 5.8 | 501 | Old | Closed | 0 | 0 | 0 | 0 | 0 | FALSE
1190_1191_1 | 1190 | TAP141068 | Central | Central | 115 | 1191 | TAP141069 | 115 | 1 | Closed | 0.00132 | 0.00546 | 0.0009 | 1 | 0 | 167 | 556 | 210 | 0.9 | 1.1 | 502 | Old | Closed | 0 | 0 | 0 | 0 | 0 | FALSE
1190_1414_1 | 1190 | TAP141068 | Central | Central | 115 | 1414 | UNKNOWN161765 | 115 | 1 | Closed | 0.00351 | 0.01453 | 0.00241 | 1 | 0 | 167 | 556 | 210 | 2.5 | 2.9 | 503 | Old | Closed | 0 | 0 | 0 | 0 | 0 | FALSE
1190_364_1 | 1190 | TAP141068 | Central | Central | 115 | 364 | UNKNOWN125566 | 115 | 1 | Closed | 0.00019 | 0.00079 | 0.00013 | 1 | 0 | 167 | 556 | 210 | 0.1 | 0.2 | 504 | Old | Closed | 0 | 0 | 0 | 0 | 0 | FALSE
1191_1192_1 | 1191 | TAP141069 | Central | Central | 115 | 1192 | TAP141072 | 115 | 1 | Closed | 0.00056 | 0.00233 | 0.00039 | 1 | 0 | 167 | 556 | 210 | 0.3 | 0.5 | 505 | Old | Closed | 0 | 0 | 0 | 0 | 0 | FALSE
1191_365_1 | 1191 | TAP141069 | Central | Central | 115 | 365 | GILBERT MILLS | 115 | 1 | Closed | 0.01376 | 0.05692 | 0.00942 | 1 | 0 | 167 | 556 | 210 | 7.2 | 11.4 | 506 | Old | Closed | 0 | 0 | 0 | 0 | 0 | FALSE
1192_575_1 | 1192 | TAP141072 | Central | Central | 115 | 575 | FAY STREET | 115 | 1 | Closed | 0.0006 | 0.0025 | 0.00041 | 1 | 0 | 167 | 556 | 210 | 0.4 | 0.5 | 507 | Old | Closed | 0 | 0 | 0 | 0 | 0 | FALSE
1193_23_1 | 1193 | TAP141229 | Mohawk Valley | Mohawk Valley | 115 | 23 | UNKNOWN124160 | 115 | 1 | Closed | 0.00673 | 0.02783 | 0.00461 | 1 | 0 | 222 | 556 | 244 | 4.2 | 5.6 | 508 | Old | Closed | 0 | 0 | 0 | 55 | 34 | TRUE
1193_400_1 | 1193 | TAP141229 | Mohawk Valley | Mohawk Valley | 115 | 400 | SALISBURY | 115 | 1 | Closed | 8e-05 | 0.00032 | 5e-05 | 1 | 0 | 167 | 556 | 210 | 0 | 0.1 | 509 | Old | Closed | 0 | 0 | 0 | 0 | 0 | FALSE
1194_23_1 | 1194 | TAP141230 | Mohawk Valley | Mohawk Valley | 115 | 23 | UNKNOWN124160 | 115 | 1 | Closed | 0.00672 | 0.0278 | 0.0046 | 1 | 0 | 222 | 556 | 244 | 4.2 | 5.6 | 510 | Old | Closed | 0 | 0 | 0 | 55 | 34 | TRUE
1194_400_1 | 1194 | TAP141230 | Mohawk Valley | Mohawk Valley | 115 | 400 | SALISBURY | 115 | 1 | Closed | 6e-05 | 0.00027 | 4e-05 | 1 | 0 | 167 | 556 | 210 | 0 | 0.1 | 511 | Old | Closed | 0 | 0 | 0 | 0 | 0 | FALSE
1195_1215_1 | 1195 | TAP141231 | Mohawk Valley | Mohawk Valley | 115 | 1215 | TAP141260 | 115 | 1 | Closed | 0.00268 | 0.01109 | 0.00184 | 1 | 0 | 167 | 556 | 210 | 1.6 | 2.2 | 512 | Old | Closed | 0 | 0 | 0 | 0 | 0 | FALSE
1195_20_1 | 1195 | TAP141231 | Mohawk Valley | Mohawk Valley | 115 | 20 | UNKNOWN124156 | 115 | 1 | Closed | 0.00943 | 0.03899 | 0.00646 | 1 | 0 | 167 | 556 | 210 | 5.8 | 7.8 | 513 | Old | Closed | 0 | 0 | 0 | 0 | 0 | FALSE
1195_401_1 | 1195 | TAP141231 | Mohawk Valley | Mohawk Valley | 115 | 401 | UNKNOWN125635 | 115 | 1 | Closed | 0.00288 | 0.01192 | 0.00197 | 1 | 0 | 167 | 556 | 210 | 2.2 | 2.4 | 514 | Old | Closed | 0 | 0 | 0 | 0 | 0 | FALSE
1196_1197_1 | 1196 | TAP141232 | Mohawk Valley | Mohawk Valley | 115 | 1197 | TAP141233 | 115 | 1 | Closed | 0.00235 | 0.0097 | 0.00161 | 1 | 0 | 167 | 556 | 210 | 1.4 | 2 | 515 | Old | Closed | 0 | 0 | 0 | 0 | 0 | FALSE
1196_408_1 | 1196 | TAP141232 | Mohawk Valley | Mohawk Valley | 115 | 408 | UNKNOWN125644 | 115 | 1 | Closed | 2e-05 | 6e-05 | 1e-05 | 1 | 0 | 167 | 556 | 210 | 0 | 0 | 516 | Old | Closed | 0 | 0 | 0 | 0 | 0 | FALSE
1197_1198_1 | 1197 | TAP141233 | Mohawk Valley | Mohawk Valley | 115 | 1198 | TAP141234 | 115 | 1 | Closed | 0.00471 | 0.0195 | 0.00323 | 1 | 0 | 167 | 556 | 210 | 2.9 | 3.9 | 517 | Old | Closed | 0 | 0 | 0 | 0 | 0 | FALSE
1197_407_1 | 1197 | TAP141233 | Mohawk Valley | Mohawk Valley | 115 | 407 | UNKNOWN125643 | 115 | 1 | Closed | 4e-05 | 0.00017 | 3e-05 | 1 | 0 | 167 | 556 | 210 | 0 | 0 | 518 | Old | Closed | 0 | 0 | 0 | 0 | 0 | FALSE
1198_1199_1 | 1198 | TAP141234 | Mohawk Valley | Mohawk Valley | 115 | 1199 | TAP141235 | 115 | 1 | Closed | 0.00376 | 0.01554 | 0.00257 | 1 | 0 | 167 | 556 | 210 | 2.5 | 3.1 | 519 | Old | Closed | 0 | 0 | 0 | 0 | 0 | FALSE
1198_406_1 | 1198 | TAP141234 | Mohawk Valley | Mohawk Valley | 115 | 406 | UNKNOWN125642 | 115 | 1 | Closed | 0.0022 | 0.00911 | 0.00151 | 1 | 0 | 167 | 556 | 210 | 1.4 | 1.8 | 520 | Old | Closed | 0 | 0 | 0 | 0 | 0 | FALSE
1199_404_1 | 1199 | TAP141235 | Mohawk Valley | Mohawk Valley | 115 | 404 | UNKNOWN125640 | 115 | 1 | Closed | 0.0001 | 0.00041 | 7e-05 | 1 | 0 | 125 | 556 | 193 | 0.1 | 0.1 | 521 | Old | Closed | 0 | 0 | 0 | 0 | 0 | FALSE
1199_405_1 | 1199 | TAP141235 | Mohawk Valley | Mohawk Valley | 115 | 405 | UNKNOWN125641 | 115 | 1 | Closed | 0.001 | 0.00415 | 0.00069 | 1 | 0 | 167 | 556 | 210 | 0.6 | 0.8 | 522 | Old | Closed | 0 | 0 | 0 | 0 | 0 | FALSE
1200_1201_1 | 1200 | TAP141238 | Mohawk Valley | Mohawk Valley | 115 | 1201 | TAP141239 | 115 | 1 | Closed | 0.0037 | 0.0153 | 0.00253 | 1 | 0 | 167 | 556 | 210 | 2.2 | 3.1 | 523 | Old | Closed | 0 | 0 | 0 | 0 | 0 | FALSE
1200_429_1 | 1200 | TAP141238 | Mohawk Valley | Mohawk Valley | 115 | 429 | UNKNOWN125668 | 115 | 1 | Closed | 0.00145 | 0.00601 | 0.001 | 1 | 0 | 167 | 556 | 210 | 0.8 | 1.2 | 524 | Old | Closed | 0 | 0 | 0 | 0 | 0 | FALSE
1200_446_1 | 1200 | TAP141238 | Mohawk Valley | Mohawk Valley | 115 | 446 | UNKNOWN127606 | 115 | 1 | Closed | 0.00168 | 0.00693 | 0.00115 | 1 | 0 | 167 | 556 | 210 | 0.9 | 1.4 | 525 | Old | Closed | 0 | 0 | 0 | 0 | 0 | FALSE
1201_1546_1 | 1201 | TAP141239 | Mohawk Valley | Mohawk Valley | 115 | 1546 | MOSES | 115 | 1 | Closed | 0.00398 | 0.01644 | 0.00272 | 1 | 0 | 167 | 556 | 210 | 2.4 | 3.3 | 526 | Old | Closed | 0 | 0 | 0 | 0 | 0 | FALSE
1201_428_1 | 1201 | TAP141239 | Mohawk Valley | Mohawk Valley | 115 | 428 | UNKNOWN125667 | 115 | 1 | Closed | 8e-05 | 0.00034 | 6e-05 | 1 | 0 | 167 | 556 | 210 | 0.1 | 0.1 | 527 | Old | Closed | 0 | 0 | 0 | 0 | 0 | FALSE
1202_1546_1 | 1202 | TAP141240 | Mohawk Valley | Mohawk Valley | 115 | 1546 | MOSES | 115 | 1 | Closed | 0.00409 | 0.01691 | 0.0028 | 1 | 0 | 167 | 556 | 210 | 2.4 | 3.4 | 528 | Old | Closed | 0 | 0 | 0 | 0 | 0 | FALSE
1202_428_1 | 1202 | TAP141240 | Mohawk Valley | Mohawk Valley | 115 | 428 | UNKNOWN125667 | 115 | 1 | Closed | 9e-05 | 0.00037 | 6e-05 | 1 | 0 | 167 | 556 | 210 | 0 | 0.1 | 529 | Old | Closed | 0 | 0 | 0 | 0 | 0 | FALSE
1202_429_1 | 1202 | TAP141240 | Mohawk Valley | Mohawk Valley | 115 | 429 | UNKNOWN125668 | 115 | 1 | Closed | 0.00232 | 0.00958 | 0.00159 | 1 | 0 | 167 | 556 | 210 | 1.4 | 1.9 | 530 | Old | Closed | 0 | 0 | 0 | 0 | 0 | FALSE
1203_188_1 | 1203 | TAP141241 | Mohawk Valley | Mohawk Valley | 115 | 188 | UNKNOWN125020 | 115 | 1 | Closed | 0.01396 | 0.05771 | 0.00956 | 1 | 0 | 167 | 556 | 210 | 9.1 | 11.6 | 531 | Old | Closed | 0 | 0 | 0 | 0 | 0 | FALSE
1203_189_1 | 1203 | TAP141241 | Mohawk Valley | Mohawk Valley | 115 | 189 | UNKNOWN125021 | 115 | 1 | Closed | 3e-05 | 0.00012 | 2e-05 | 1 | 0 | 167 | 556 | 210 | 0 | 0 | 532 | Old | Closed | 0 | 0 | 0 | 0 | 0 | FALSE
1203_495_1 | 1203 | TAP141241 | Mohawk Valley | Mohawk Valley | 115 | 495 | UNKNOWN128052 | 115 | 1 | Closed | 0.01506 | 0.06228 | 0.01031 | 1 | 0 | 167 | 556 | 210 | 9 | 12.5 | 533 | Old | Closed | 0 | 0 | 0 | 0 | 0 | FALSE
1204_1455_1 | 1204 | TAP141244 | Capital | Capital | 69 | 1455 | UNKNOWN172522 | 69 | 1 | Closed | 0.10229 | 0.23254 | 0.00455 | 1 | 0 | 96 | 250 | 123 | 12.5 | 16.1 | 534 | Old | Closed | 0 | 0 | 0 | 0 | 0 | FALSE
1204_22_1 | 1204 | TAP141244 | Capital | Capital | 69 | 22 | UNKNOWN124159 | 69 | 1 | Closed | 0.02827 | 0.06426 | 0.00126 | 1 | 0 | 96 | 250 | 123 | 3.4 | 4.4 | 535 | Old | Closed | 0 | 0 | 0 | 0 | 0 | FALSE
1204_479_1 | 1204 | TAP141244 | Capital | Capital | 69 | 479 | UNKNOWN127902 | 69 | 1 | Closed | 0.00017 | 0.00039 | 1e-05 | 1 | 0 | 96 | 250 | 123 | 0 | 0 | 536 | Old | Closed | 0 | 0 | 0 | 0 | 0 | FALSE
1205_455_1 | 1205 | TAP141245 | Mohawk Valley | Mohawk Valley | 115 | 455 | UNKNOWN127629 | 115 | 1 | Closed | 0.00535 | 0.02213 | 0.00367 | 1 | 0 | 167 | 556 | 210 | 3.3 | 4.5 | 537 | Old | Closed | 0 | 0 | 0 | 0 | 0 | FALSE
1205_456_1 | 1205 | TAP141245 | Mohawk Valley | Mohawk Valley | 115 | 456 | UNKNOWN127630 | 115 | 1 | Closed | 3e-05 | 0.00011 | 2e-05 | 1 | 0 | 167 | 556 | 210 | 0 | 0 | 538 | Old | Closed | 0 | 0 | 0 | 0 | 0 | FALSE
1205_457_1 | 1205 | TAP141245 | Mohawk Valley | Mohawk Valley | 115 | 457 | UNKNOWN127631 | 115 | 1 | Closed | 0.00969 | 0.04009 | 0.00664 | 1 | 0 | 167 | 556 | 210 | 6 | 8.1 | 539 | Old | Closed | 0 | 0 | 0 | 0 | 0 | FALSE
1206_1207_1 | 1206 | TAP141248 | Mohawk Valley | Mohawk Valley | 115 | 1207 | TAP141249 | 115 | 1 | Closed | 0.01083 | 0.0448 | 0.00742 | 1 | 0 | 167 | 556 | 210 | 7 | 9 | 540 | Old | Closed | 0 | 0 | 0 | 0 | 0 | FALSE
1206_1211_1 | 1206 | TAP141248 | Mohawk Valley | Hudson Valley | 115 | 1211 | TAP141253 | 115 | 1 | Closed | 0.01153 | 0.04767 | 0.00789 | 1 | 0 | 167 | 556 | 210 | 7 | 9.6 | 541 | Old | Closed | 0 | 0 | 0 | 0 | 0 | FALSE
1206_493_1 | 1206 | TAP141248 | Mohawk Valley | Mohawk Valley | 115 | 493 | UNKNOWN128050 | 115 | 1 | Closed | 9e-05 | 0.00037 | 6e-05 | 1 | 0 | 167 | 556 | 210 | 0 | 0.1 | 542 | Old | Closed | 0 | 0 | 0 | 0 | 0 | FALSE
1207_494_1 | 1207 | TAP141249 | Mohawk Valley | Mohawk Valley | 115 | 494 | UNKNOWN128051 | 115 | 1 | Closed | 8e-05 | 0.00035 | 6e-05 | 1 | 0 | 167 | 556 | 210 | 0 | 0.1 | 543 | Old | Closed | 0 | 0 | 0 | 0 | 0 | FALSE
1207_495_1 | 1207 | TAP141249 | Mohawk Valley | Mohawk Valley | 115 | 495 | UNKNOWN128052 | 115 | 1 | Closed | 0.01697 | 0.07018 | 0.01162 | 1 | 0 | 167 | 556 | 210 | 10.5 | 14.1 | 544 | Old | Closed | 0 | 0 | 0 | 0 | 0 | FALSE
1208_23_1 | 1208 | TAP141250 | Capital | Mohawk Valley | 115 | 23 | UNKNOWN124160 | 115 | 1 | Closed | 0.01755 | 0.07259 | 0.01202 | 1 | 0 | 167 | 556 | 210 | 10.8 | 14.6 | 545 | Old | Closed | 0 | 0 | 0 | 0 | 0 | FALSE
1208_482_1 | 1208 | TAP141250 | Capital | Capital | 115 | 482 | UNKNOWN127905 | 115 | 1 | Closed | 0.00911 | 0.03768 | 0.00624 | 1 | 0 | 167 | 556 | 210 | 7.4 | 7.6 | 546 | Old | Closed | 0 | 0 | 0 | 0 | 0 | FALSE
1209_415_1 | 1209 | TAP141251 | Mohawk Valley | Mohawk Valley | 115 | 415 | ALCOA MASSENA OPERATIONS - WEST PLANT | 115 | 1 | Closed | 0.00436 | 0.01804 | 0.00299 | 1 | 0 | 167 | 556 | 210 | 1.5 | 3.6 | 547 | Old | Closed | 0 | 0 | 0 | 0 | 0 | FALSE
1209_418_1 | 1209 | TAP141251 | Mohawk Valley | Mohawk Valley | 115 | 418 | UNKNOWN125655 | 115 | 1 | Closed | 7e-05 | 0.00031 | 5e-05 | 1 | 0 | 167 | 556 | 210 | 0.1 | 0.1 | 548 | Old | Closed | 0 | 0 | 0 | 0 | 0 | FALSE
121_123_1 | 121 | UNKNOWN124661 | Central | Central | 115 | 123 | CASTLE GARDENS | 115 | 1 | Closed | 0.00224 | 0.00926 | 0.00153 | 1 | 0 | 167 | 556 | 210 | 1.5 | 1.9 | 549 | Old | Closed | 0 | 0 | 0 | 0 | 0 | FALSE
1210_1224_1 | 1210 | TAP141252 | Hudson Valley | Hudson Valley | 69 | 1224 | GRIMLEY ROAD | 69 | 1 | Closed | 0.01499 | 0.03407 | 0.00067 | 1 | 0 | 96 | 250 | 123 | 1.9 | 2.4 | 550 | Old | Closed | 0 | 0 | 0 | 0 | 0 | FALSE
1210_1544_1 | 1210 | TAP141252 | Hudson Valley | Mohawk Valley | 69 | 1544 | WOODBOURNE | 69 | 1 | Closed | 0.0384 | 0.0873 | 0.00171 | 1 | 0 | 96 | 250 | 123 | 4.1 | 6 | 551 | Old | Closed | 0 | 0 | 0 | 0 | 0 | FALSE
1210_526_1 | 1210 | TAP141252 | Hudson Valley | Mohawk Valley | 69 | 526 | UNKNOWN129050 | 69 | 1 | Closed | 0.0491 | 0.11163 | 0.00218 | 1 | 0 | 96 | 250 | 123 | 6.5 | 7.7 | 552 | Old | Closed | 0 | 0 | 0 | 0 | 0 | FALSE
1211_1212_1 | 1211 | TAP141253 | Hudson Valley | Hudson Valley | 115 | 1212 | TAP141254 | 115 | 1 | Closed | 1e-05 | 6e-05 | 1e-05 | 1 | 0 | 167 | 556 | 210 | 0 | 0 | 553 | Old | Closed | 0 | 0 | 0 | 0 | 0 | FALSE
1211_519_1 | 1211 | TAP141253 | Hudson Valley | Hudson Valley | 115 | 519 | UNKNOWN129009 | 115 | 1 | Closed | 7e-05 | 0.00031 | 5e-05 | 1 | 0 | 167 | 556 | 210 | 0.1 | 0.1 | 554 | Old | Closed | 0 | 0 | 0 | 0 | 0 | FALSE
1212_519_1 | 1212 | TAP141254 | Hudson Valley | Hudson Valley | 115 | 519 | UNKNOWN129009 | 115 | 1 | Closed | 7e-05 | 0.0003 | 5e-05 | 1 | 0 | 167 | 556 | 210 | 0.1 | 0.1 | 555 | Old | Closed | 0 | 0 | 0 | 0 | 0 | FALSE
1213_1214_1 | 1213 | TAP141258 | Capital | Capital | 115 | 1214 | TAP141259 | 115 | 1 | Closed | 0.00031 | 0.00127 | 0.00021 | 1 | 0 | 167 | 556 | 210 | 0.3 | 0.3 | 556 | Old | Closed | 0 | 0 | 0 | 0 | 0 | FALSE
1213_455_1 | 1213 | TAP141258 | Capital | Mohawk Valley | 115 | 455 | UNKNOWN127629 | 115 | 1 | Closed | 0.01673 | 0.06919 | 0.01146 | 1 | 0 | 167 | 556 | 210 | 13.5 | 13.9 | 557 | Old | Closed | 0 | 0 | 0 | 0 | 0 | FALSE
1214_23_1 | 1214 | TAP141259 | Capital | Mohawk Valley | 115 | 23 | UNKNOWN124160 | 115 | 1 | Closed | 0.00381 | 0.01575 | 0.00261 | 1 | 0 | 167 | 556 | 210 | 2.8 | 3.2 | 558 | Old | Closed | 0 | 0 | 0 | 0 | 0 | FALSE
1214_480_1 | 1214 | TAP141259 | Capital | Capital | 115 | 480 | UNKNOWN127903 | 115 | 1 | Closed | 0.00624 | 0.02581 | 0.00427 | 1 | 0 | 167 | 556 | 210 | 3.2 | 5.2 | 559 | Old | Closed | 0 | 0 | 0 | 0 | 0 | FALSE
1215_447_1 | 1215 | TAP141260 | Mohawk Valley | Mohawk Valley | 115 | 447 | UNKNOWN127607 | 115 | 1 | Closed | 0.04734 | 0.19576 | 0.03242 | 1 | 0 | 167 | 556 | 210 | 29.6 | 39.4 | 560 | Old | Closed | 0 | 0 | 0 | 0 | 0 | FALSE
1216_125_1 | 1216 | TAP141261 | Mohawk Valley | Mohawk Valley | 115 | 125 | UNKNOWN124702 | 115 | 1 | Closed | 0.00052 | 0.00214 | 0.0035 | 1 | 0 | 167 | 556 | 210 | 1.3 | 1.4 | 561 | Old | Closed | 0 | 0 | 0 | 0 | 0 | FALSE
1216_1546_1 | 1216 | TAP141261 | Mohawk Valley | Mohawk Valley | 115 | 1546 | MOSES | 115 | 1 | Closed | 0.008 | 0.03306 | 0.00548 | 1 | 0 | 167 | 556 | 210 | 4.6 | 6.7 | 562 | Old | Closed | 0 | 0 | 0 | 0 | 0 | FALSE
1216_415_1 | 1216 | TAP141261 | Mohawk Valley | Mohawk Valley | 115 | 415 | ALCOA MASSENA OPERATIONS - WEST PLANT | 115 | 1 | Closed | 0.00258 | 0.01068 | 0.00177 | 1 | 0 | 167 | 556 | 210 | 1.4 | 2.1 | 563 | Old | Closed | 0 | 0 | 0 | 0 | 0 | FALSE
1216_417_1 | 1216 | TAP141261 | Mohawk Valley | Mohawk Valley | 115 | 417 | UNKNOWN125654 | 115 | 1 | Closed | 0.00184 | 0.0076 | 0.00126 | 1 | 0 | 167 | 556 | 210 | 1.3 | 1.5 | 564 | Old | Closed | 0 | 0 | 0 | 0 | 0 | FALSE
1217_1546_1 | 1217 | TAP141262 | Mohawk Valley | Mohawk Valley | 115 | 1546 | MOSES | 115 | 1 | Closed | 0.00792 | 0.03277 | 0.00543 | 1 | 0 | 167 | 556 | 210 | 4.5 | 6.6 | 565 | Old | Closed | 0 | 0 | 0 | 0 | 0 | FALSE
1217_415_1 | 1217 | TAP141262 | Mohawk Valley | Mohawk Valley | 115 | 415 | ALCOA MASSENA OPERATIONS - WEST PLANT | 115 | 1 | Closed | 0.00292 | 0.01207 | 0.002 | 1 | 0 | 167 | 556 | 210 | 1.4 | 2.4 | 566 | Old | Closed | 0 | 0 | 0 | 0 | 0 | FALSE
1217_417_1 | 1217 | TAP141262 | Mohawk Valley | Mohawk Valley | 115 | 417 | UNKNOWN125654 | 115 | 1 | Closed | 0.00187 | 0.00773 | 0.00128 | 1 | 0 | 167 | 556 | 210 | 1.3 | 1.6 | 567 | Old | Closed | 0 | 0 | 0 | 0 | 0 | FALSE
1218_1465_1 | 1218 | TAP141297 | Central | Central | 115 | 1465 | TAP173591 | 115 | 1 | Closed | 0 | 2e-05 | 0 | 1 | 0 | 167 | 556 | 210 | 0 | 0 | 568 | Old | Closed | 0 | 0 | 0 | 0 | 0 | FALSE
1218_1466_1 | 1218 | TAP141297 | Central | Central | 115 | 1466 | TAP173592 | 115 | 1 | Closed | 0 | 2e-05 | 0 | 1 | 0 | 211 | 556 | 232 | 0 | 0 | 569 | Old | Closed | 0 | 0 | 0 | 44 | 22 | TRUE
1220_1221_1 | 1220 | ADIRONDACK | Mohawk Valley | Mohawk Valley | 230 | 1221 | CHASES LAKE | 230 | 1 | Closed | 0.00166 | 0.01332 | 0.0508 | 1 | 0 | 500 | 936 | 625 | 10.9 | 12.9 | 570 | Old | Closed | 0 | 0 | 0 | 0 | 0 | FALSE
1220_1230_1 | 1220 | ADIRONDACK | Mohawk Valley | Mohawk Valley | 230 | 1230 | MOSES | 230 | 1 | Closed | 0.0136 | 0.10931 | 0.41705 | 1 | 0 | 575 | 936 | 715 | 78.9 | 105.5 | 571 | Old | Closed | 0 | 0 | 0 | 0 | 0 | FALSE
1220_1230_2 | 1220 | ADIRONDACK | Mohawk Valley | Mohawk Valley | 230 | 1230 | MOSES | 230 | 2 | Closed | 0.01361 | 0.10934 | 0.41718 | 1 | 0 | 575 | 936 | 715 | 78.9 | 105.5 | 572 | Old | Closed | 0 | 0 | 0 | 0 | 0 | FALSE
1220_1232_1 | 1220 | ADIRONDACK | Mohawk Valley | Mohawk Valley | 230 | 1232 | PORTER | 230 | 1 | Closed | 0.00815 | 0.0655 | 0.2499 | 1 | 0 | 453 | 936 | 579 | 53.3 | 63.2 | 573 | Old | Closed | 0 | 0 | 0 | 0 | 0 | FALSE
1220_1232_2 | 1220 | ADIRONDACK | Mohawk Valley | Mohawk Valley | 230 | 1232 | PORTER | 230 | 2 | Closed | 0.00815 | 0.0655 | 0.2499 | 1 | 0 | 453 | 936 | 579 | 53.3 | 63.2 | 574 | Old | Closed | 0 | 0 | 0 | 0 | 0 | FALSE
1221_1232_1 | 1221 | CHASES LAKE | Mohawk Valley | Mohawk Valley | 230 | 1232 | PORTER | 230 | 1 | Closed | 0.00653 | 0.05246 | 0.20015 | 1 | 0 | 453 | 936 | 579 | 42.7 | 50.6 | 575 | Old | Closed | 0 | 0 | 0 | 0 | 0 | FALSE
1221_1232_2 | 1221 | CHASES LAKE | Mohawk Valley | Mohawk Valley | 230 | 1232 | PORTER | 230 | 2 | Closed | 0.00653 | 0.05246 | 0.20015 | 1 | 0 | 453 | 936 | 579 | 42.7 | 50.6 | 576 | Old | Closed | 0 | 0 | 0 | 0 | 0 | FALSE
1222_1543_1 | 1222 | COOPERS CORNER | Mohawk Valley | Mohawk Valley | 345 | 1543 | COOPERS CORNER | 115 | 1 | Closed | 0.0006 | 0.0524 | 0 | 1 | 0 | 417 | 518 | 599 | 0 | 0 | 577 | Old | Closed | 0 | 0 | 0 | 0 | 0 | FALSE
1223_1544_1 | 1223 | WOODBOURNE | Mohawk Valley | Mohawk Valley | 115 | 1544 | WOODBOURNE | 69 | 1 | Closed | 0.0032 | 0.1644 | 0 | 1 | 0 | 125 | 145 | 170 | 0 | 0 | 578 | Old | Closed | 0 | 0 | 0 | 0 | 0 | FALSE
1225_1516_1 | 1225 | GREENFIELD ROAD | Hudson Valley | Hudson Valley | 69 | 1516 | MODENA | 69 | 1 | Closed | 0.02 | 0.08 | 0.013 | 1 | 0 | 167 | 556 | 210 | 15.9 | 15.9 | 579 | Old | Closed | 0 | 0 | 0 | 0 | 0 | FALSE
1228_1222_1 | 1228 | FRASER | Mohawk Valley | Mohawk Valley | 345 | 1222 | COOPERS CORNER | 345 | 1 | Closed | 0.00141 | 0.02147 | 0.55498 | 1 | 0 | 1216 | 2454 | 1804 | 42.3 | 53.9 | 580 | Old | Closed | 0 | 0 | 0 | 0 | 0 | FALSE
1228_1227_1 | 1228 | FRASER | Mohawk Valley | Capital | 345 | 1227 | GILBOA | 345 | 1 | Closed | 0.00119 | 0.01821 | 0.47073 | 1 | 0 | 1216 | 2454 | 1804 | 30.9 | 45.7 | 581 | Old | Closed | 0 | 0 | 0 | 0 | 0 | FALSE
1228_1233_1 | 1228 | FRASER | Mohawk Valley | Mohawk Valley | 345 | 1233 | EDIC | 345 | 1 | Closed | 0.00232 | 0.03545 | 0.91639 | 1 | 0 | 1216 | 2454 | 1804 | 63.4 | 89.1 | 582 | Old | Closed | 0 | 0 | 0 | 0 | 0 | FALSE
1228_1545_1 | 1228 | FRASER | Mohawk Valley | Mohawk Valley | 345 | 1545 | FRASER | 115 | 1 | Closed | 0.0006 | 0.0524 | 0 | 1 | 0 | 417 | 518 | 599 | 0 | 0 | 583 | Old | Closed | 0 | 0 | 0 | 0 | 0 | FALSE
1230_1546_1 | 1230 | MOSES | Mohawk Valley | Mohawk Valley | 230 | 1546 | MOSES | 115 | 1 | Closed | 0.0004 | 0.04 | 0 | 1 | 0 | 500 | 500 | 500 | 0 | 0 | 584 | Old | Closed | 0 | 0 | 0 | 0 | 0 | FALSE
1230_1546_2 | 1230 | MOSES | Mohawk Valley | Mohawk Valley | 230 | 1546 | MOSES | 115 | 2 | Closed | 0.0004 | 0.04 | 0 | 1 | 0 | 500 | 500 | 500 | 0 | 0 | #N/A | New | Not 2019 | - | - | - | - | - | #VALUE!
1230_1547_1 | 1230 | MOSES | Mohawk Valley | Mohawk Valley | 230 | 1547 | MASSENA | 230 | 1 | Closed | 0.00143 | 0.01153 | 0.044 | 1 | 0 | 853 | 936 | 853 | 6 | 11.1 | 585 | Old | Closed | 0 | 0 | 0 | 0 | 0 | FALSE
1230_1547_2 | 1230 | MOSES | Mohawk Valley | Mohawk Valley | 230 | 1547 | MASSENA | 230 | 2 | Closed | 0.00143 | 0.0115 | 0.04389 | 1 | 0 | 853 | 936 | 853 | 6 | 11.1 | 586 | Old | Closed | 0 | 0 | 0 | 0 | 0 | FALSE
1231_1547_1 | 1231 | MASSENA | Mohawk Valley | Mohawk Valley | 765 | 1547 | MASSENA | 230 | 1 | Closed | 0.00018 | 0.01653 | 0 | 1 | 0 | 936 | 1197 | 1383 | 0 | 0 | 587 | Old | Closed | 0 | 0 | 0 | 0 | 0 | FALSE
1231_1547_2 | 1231 | MASSENA | Mohawk Valley | Mohawk Valley | 765 | 1547 | MASSENA | 230 | 2 | Closed | 0.00018 | 0.01653 | 0 | 1 | 0 | 936 | 1197 | 1383 | 0 | 0 | 588 | Old | Closed | 0 | 0 | 0 | 0 | 0 | FALSE
1232_1548_1 | 1232 | PORTER | Mohawk Valley | Mohawk Valley | 230 | 1548 | PORTER | 115 | 1 | Open | 0.00149 | 0.0623 | 0 | 1 | 0 | 600 | 600 | 600 | 0 | 0 | 589 | Old | Open | 0 | 0 | 0 | 0 | 0 | FALSE
1232_1549_1 | 1232 | PORTER | Mohawk Valley | Mohawk Valley | 230 | 1549 | EDIC | 230 | 1 | Closed | 8e-05 | 0.00065 | 0.00247 | 1 | 0 | 453 | 936 | 579 | 0.3 | 0.6 | 590 | Old | Closed | 0 | 0 | 0 | 0 | 0 | FALSE
1232_1549_2 | 1232 | PORTER | Mohawk Valley | Mohawk Valley | 230 | 1549 | EDIC | 230 | 2 | Closed | 0.0001 | 0.00081 | 0.00308 | 1 | 0 | 453 | 936 | 579 | 0.3 | 0.8 | 591 | Old | Closed | 0 | 0 | 0 | 0 | 0 | FALSE
1232_1549_3 | 1232 | PORTER | Mohawk Valley | Mohawk Valley | 230 | 1549 | EDIC | 230 | 3 | Closed | 8e-05 | 0.00068 | 0.00259 | 1 | 0 | 453 | 936 | 579 | 0.3 | 0.7 | 592 | Old | Closed | 0 | 0 | 0 | 0 | 0 | FALSE
1232_630_1 | 1232 | PORTER | Mohawk Valley | Capital | 230 | 630 | ROTTERDAM | 230 | 1 | Open | 0.01368 | 0.10993 | 0.41941 | 1 | 0 | 453 | 936 | 579 | 66.1 | 106.1 | 593 | Old | Closed | 0 | 0 | 0 | 0 | 0 | FALSE
1232_630_2 | 1232 | PORTER | Mohawk Valley | Capital | 230 | 630 | ROTTERDAM | 230 | 2 | Open | 0.01372 | 0.1103 | 0.42082 | 1 | 0 | 453 | 936 | 579 | 66.1 | 106.5 | 594 | Old | Closed | 0 | 0 | 0 | 0 | 0 | FALSE
1233_1237_1 | 1233 | EDIC | Mohawk Valley | Central | 345 | 1237 | CLAY | 345 | 1 | Closed | 0.00187 | 0.02855 | 0.73789 | 1 | 0 | 1216 | 2454 | 1804 | 47.8 | 71.7 | 595 | Old | Closed | 0 | 0 | 0 | 0 | 0 | FALSE
1233_1237_2 | 1233 | EDIC | Mohawk Valley | Central | 345 | 1237 | CLAY | 345 | 2 | Closed | 0.00187 | 0.02855 | 0.73813 | 1 | 0 | 1216 | 2454 | 1804 | 47.8 | 71.7 | 596 | Old | Closed | 0 | 0 | 0 | 0 | 0 | FALSE
1233_1242_1 | 1233 | EDIC | Mohawk Valley | Central | 345 | 1242 | FITZPATRICK | 345 | 1 | Closed | 0.00252 | 0.03849 | 0.99509 | 1 | 0 | 1216 | 2454 | 1804 | 64.2 | 96.7 | 597 | Old | Closed | 0 | 0 | 0 | 0 | 0 | FALSE
1233_1549_1 | 1233 | EDIC | Mohawk Valley | Mohawk Valley | 345 | 1549 | EDIC | 230 | 1 | Closed | 0.00044 | 0.02341 | 0 | 1 | 0 | 800 | 541 | 1245 | 0 | 0 | 598 | Old | Closed | 0 | 0 | 0 | 0 | 45 | TRUE
1233_1567_1 | 1233 | EDIC | Mohawk Valley | Mohawk Valley | 345 | 1567 | MARCY | 345 | 1 | Closed | 5e-05 | 0.00073 | 0.01892 | 1 | 0 | 1216 | 2454 | 1804 | 1.5 | 1.8 | 599 | Old | Closed | 0 | 0 | 0 | 0 | 0 | FALSE
1234_1235_1 | 1234 | PANNELL | Genesse | Genesse | 345 | 1235 | ROCHESTER #80 | 345 | 1 | Closed | 0.00057 | 0.00876 | 0.22652 | 1 | 0 | 1216 | 2454 | 1804 | 14.6 | 22 | 600 | Old | Closed | 0 | 0 | 0 | 0 | 0 | FALSE
1234_1235_2 | 1234 | PANNELL | Genesse | Genesse | 345 | 1235 | ROCHESTER #80 | 345 | 2 | Closed | 0.00058 | 0.00877 | 0.22682 | 1 | 0 | 1216 | 2454 | 1804 | 14.6 | 22 | 601 | Old | Closed | 0 | 0 | 0 | 0 | 0 | FALSE
1234_1237_1 | 1234 | PANNELL | Genesse | Central | 345 | 1237 | CLAY | 345 | 1 | Closed | 0.00238 | 0.03627 | 0.93764 | 1 | 0 | 1216 | 2454 | 1804 | 62.1 | 91.1 | 602 | Old | Closed | 0 | 0 | 0 | 0 | 0 | FALSE
1234_1237_2 | 1234 | PANNELL | Genesse | Central | 345 | 1237 | CLAY | 345 | 2 | Closed | 0.00238 | 0.03626 | 0.93745 | 1 | 0 | 1216 | 2454 | 1804 | 62.1 | 91.1 | 603 | Old | Closed | 0 | 0 | 0 | 0 | 0 | FALSE
1234_1550_1 | 1234 | PANNELL | Genesse | Genesse | 345 | 1550 | PANNELL | 115 | 1 | Closed | 0.0006 | 0.0524 | 0 | 1 | 0 | 417 | 518 | 599 | 0 | 0 | 604 | Old | Closed | 0 | 0 | 0 | 0 | 0 | FALSE
1235_1249_1 | 1235 | ROCHESTER #80 | Genesse | West | 345 | 1249 | SOMERSET | 345 | 1 | Open | 0.00223 | 0.03401 | 0.87921 | 1 | 0 | 1216 | 2454 | 1804 | 51.6 | 85.4 | 605 | Old | Open | 0 | 0 | 0 | 0 | 0 | FALSE
1235_1249_2 | 1235 | ROCHESTER #80 | Genesse | West | 345 | 1249 | SOMERSET | 345 | 2 | Open | 0.00167 | 0.02556 | 0.66062 | 1 | 0 | 1216 | 2454 | 1804 | 51.6 | 64.2 | 606 | Old | Open | 0 | 0 | 0 | 0 | 0 | FALSE
1235_1299_1 | 1235 | ROCHESTER #80 | Genesse | West | 345 | 1299 | DYSINGER | 345 | 1 | Closed | 0.00144 | 0.02192 | 0.56674 | 1 | 0 | 1216 | 2454 | 1804 | 44.3 | 55.1 | 607 | Old | Closed | 0 | 0 | 0 | 0 | 0 | FALSE
1235_1299_2 | 1235 | ROCHESTER #80 | Genesse | West | 345 | 1299 | DYSINGER | 345 | 2 | Closed | 0.00144 | 0.02192 | 0.56674 | 1 | 0 | 1216 | 2454 | 1804 | 44.3 | 55.1 | 608 | Old | Closed | 0 | 0 | 0 | 0 | 0 | FALSE
1235_1313_1 | 1235 | ROCHESTER #80 | Genesse | West | 345 | 1313 | NIAGARA | 345 | 1 | Closed | 0.00265 | 0.04045 | 1.0456 | 1 | 0 | 1216 | 2454 | 1804 | 68.8 | 101.6 | 609 | Old | Closed | 0 | 0 | 0 | 0 | 0 | FALSE
1235_1551_1 | 1235 | ROCHESTER #80 | Genesse | Genesse | 345 | 1551 | ROCHESTER #80 | 115 | 1 | Closed | 0.0006 | 0.0524 | 0 | 1 | 0 | 600 | 600 | 600 | 0 | 0 | 610 | Old | Closed | 0 | 0 | 0 | 0 | 0 | FALSE
1235_1551_W | 1235 | ROCHESTER #80 | Genesse | Genesse | 345 | 1551 | ROCHESTER #80 | 115 | W | Closed | 0.0006 | 0.0524 | 0 | 1 | 0 | 600 | 600 | 600 | 0 | 0 | #N/A | New | Not 2019 | - | - | - | - | - | #VALUE!
1236_1238_1 | 1236 | OSWEGO | Central | Central | 345 | 1238 | VOLNEY | 345 | 1 | Closed | 0.00046 | 0.00702 | 0.18146 | 1 | 0 | 1216 | 2454 | 1804 | 10 | 17.6 | 611 | Old | Closed | 0 | 0 | 0 | 0 | 0 | FALSE
1236_1238_2 | 1236 | OSWEGO | Central | Central | 345 | 1238 | VOLNEY | 345 | 2 | Closed | 0.00046 | 0.00702 | 0.18145 | 1 | 0 | 1216 | 2454 | 1804 | 10 | 17.6 | 612 | Old | Closed | 0 | 0 | 0 | 0 | 0 | FALSE
1236_1552_1 | 1236 | OSWEGO | Central | Central | 345 | 1552 | OSWEGO | 115 | 1 | Closed | 0.0006 | 0.0524 | 0 | 1 | 0 | 417 | 518 | 599 | 0 | 0 | 613 | Old | Closed | 0 | 0 | 0 | 0 | 0 | FALSE
1237_1238_1 | 1237 | CLAY | Central | Central | 345 | 1238 | VOLNEY | 345 | 1 | Closed | 0.0006 | 0.0091 | 0.23531 | 1 | 0 | 1216 | 2454 | 1804 | 16.5 | 22.9 | 614 | Old | Closed | 0 | 0 | 0 | 0 | 0 | FALSE
1237_1240_1 | 1237 | CLAY | Central | Central | 345 | 1240 | NINE MILE | 345 | 1 | Closed | 0.00087 | 0.0133 | 0.34373 | 1 | 0 | 1216 | 2454 | 1804 | 25.2 | 33.4 | 615 | Old | Closed | 0 | 0 | 0 | 0 | 0 | FALSE
1237_1241_1 | 1237 | CLAY | Central | Central | 345 | 1241 | SITHE | 345 | 1 | Closed | 0.00093 | 0.01421 | 0.36725 | 1 | 0 | 2454 | 2454 | 2454 | 25 | 35.7 | 616 | Old | Closed | 0 | 0 | 0 | 0 | 0 | FALSE
1237_1553_1 | 1237 | CLAY | Central | Central | 345 | 1553 | CLAY | 115 | 1 | Closed | 0.0006 | 0.0524 | 0 | 1 | 0 | 500 | 518 | 599 | 0 | 0 | 617 | Old | Closed | 0 | 0 | 0 | 0 | 0 | FALSE
1238_1239_1 | 1238 | VOLNEY | Central | Central | 345 | 1239 | SCRIBA | 345 | 1 | Closed | 0.00027 | 0.00415 | 0.10729 | 1 | 0 | 1216 | 2454 | 1804 | 8.4 | 10.4 | 618 | Old | Closed | 0 | 0 | 0 | 0 | 0 | FALSE
1238_1239_2 | 1238 | VOLNEY | Central | Central | 345 | 1239 | SCRIBA | 345 | 2 | Closed | 0.00027 | 0.00413 | 0.10676 | 1 | 0 | 1216 | 2454 | 1804 | 8.4 | 10.4 | 619 | Old | Closed | 0 | 0 | 0 | 0 | 0 | FALSE
1239_1240_1 | 1239 | SCRIBA | Central | Central | 345 | 1240 | NINE MILE | 345 | 1 | Closed | 2e-05 | 0.00024 | 0.00609 | 1 | 0 | 1216 | 2454 | 1804 | 0.5 | 0.6 | 620 | Old | Closed | 0 | 0 | 0 | 0 | 0 | FALSE
1239_1241_1 | 1239 | SCRIBA | Central | Central | 345 | 1241 | SITHE | 345 | 1 | Closed | 0.0001 | 0.00152 | 0.03921 | 1 | 0 | 2454 | 2454 | 2454 | 2.2 | 3.8 | 621 | Old | Closed | 0 | 0 | 0 | 0 | 0 | FALSE
1239_1242_1 | 1239 | SCRIBA | Central | Central | 345 | 1242 | FITZPATRICK | 345 | 1 | Closed | 3e-05 | 0.00052 | 0.01351 | 1 | 0 | 1216 | 2454 | 1804 | 0.7 | 1.3 | 622 | Old | Closed | 0 | 0 | 0 | 0 | 0 | FALSE
1239_1554_1 | 1239 | SCRIBA | Central | Central | 345 | 1554 | SCRIBA | 115 | 1 | Closed | 0.0006 | 0.0524 | 0 | 1 | 0 | 417 | 518 | 599 | 0 | 0 | 623 | Old | Closed | 0 | 0 | 0 | 0 | 0 | FALSE
124_149_1 | 124 | UNKNOWN124668 | Central | Central | 115 | 149 | UNKNOWN124827 | 115 | 1 | Closed | 0.03175 | 0.1313 | 0.02174 | 1 | 0 | 167 | 556 | 210 | 19.6 | 26.4 | 624 | Old | Closed | 0 | 0 | 0 | 0 | 0 | FALSE
124_29_1 | 124 | UNKNOWN124668 | Central | Central | 115 | 29 | UNKNOWN124194 | 115 | 1 | Closed | 0.03314 | 0.13704 | 0.02269 | 1 | 0 | 167 | 556 | 210 | 24.9 | 27.6 | 625 | Old | Closed | 0 | 0 | 0 | 0 | 0 | FALSE
124_55_1 | 124 | UNKNOWN124668 | Central | Central | 115 | 55 | UNKNOWN124257 | 115 | 1 | Closed | 0.03506 | 0.14498 | 0.02401 | 1 | 0 | 167 | 556 | 210 | 22 | 29.2 | 626 | Old | Closed | 0 | 0 | 0 | 0 | 0 | FALSE
1240_1242_1 | 1240 | NINE MILE | Central | Central | 345 | 1242 | FITZPATRICK | 345 | 1 | Closed | 3e-05 | 0.00043 | 0.01117 | 1 | 0 | 1216 | 2454 | 1804 | 0.5 | 1.1 | 627 | Old | Closed | 0 | 0 | 0 | 0 | 0 | FALSE
1240_1555_1 | 1240 | NINE MILE | Central | Central | 345 | 1555 | NINE MILE | 115 | 1 | Closed | 0.0006 | 0.0524 | 0 | 1 | 0 | 417 | 518 | 599 | 0 | 0 | 628 | Old | Closed | 0 | 0 | 0 | 0 | 0 | FALSE
1241_1556_1 | 1241 | SITHE | Central | Central | 345 | 1556 | SITHE | 115 | 1 | Closed | 0.0006 | 0.0524 | 0 | 1 | 0 | 417 | 518 | 599 | 0 | 0 | 629 | Old | Closed | 0 | 0 | 0 | 0 | 0 | FALSE
1242_1557_1 | 1242 | FITZPATRICK | Central | Central | 345 | 1557 | FITZPATRICK | 115 | 1 | Closed | 0.0006 | 0.0524 | 0 | 1 | 0 | 417 | 518 | 599 | 0 | 0 | 630 | Old | Closed | 0 | 0 | 0 | 0 | 0 | FALSE
1244_1413_1 | 1244 | WATERCURE | Central | West | 345 | 1413 | FIVE MILE | 345 | 1 | Closed | 0.004 | 0.05 | 0.725 | 1 | 0 | 1216 | 2454 | 1216 | 87.2 | 94.1 | #N/A | New | Not 2019 | - | - | - | - | - | #VALUE!
1244_1558_1 | 1244 | WATERCURE | Central | Central | 345 | 1558 | WATERCURE | 230 | 1 | Closed | 0.00044 | 0.02341 | 0 | 1 | 0 | 448 | 541 | 612 | 0 | 0 | 631 | Old | Closed | 0 | 0 | 0 | 0 | 0 | FALSE
1245_1228_1 | 1245 | OAKDALE | Central | Mohawk Valley | 345 | 1228 | FRASER | 345 | 1 | Closed | 0.00207 | 0.03158 | 0.81624 | 1 | 0 | 1216 | 2454 | 1804 | 51.2 | 79.3 | 632 | Old | Closed | 0 | 0 | 0 | 0 | 0 | FALSE
1245_1244_1 | 1245 | OAKDALE | Central | Central | 345 | 1244 | WATERCURE | 345 | 1 | Closed | 0.00156 | 0.02387 | 0.61695 | 1 | 0 | 1216 | 2454 | 1804 | 40.6 | 60 | 633 | Old | Closed | 0 | 0 | 0 | 0 | 0 | FALSE
1245_1559_1 | 1245 | OAKDALE | Central | Central | 345 | 1559 | OAKDALE | 115 | 1 | Closed | 0.0006 | 0.0524 | 0 | 1 | 0 | 417 | 518 | 599 | 0 | 0 | 634 | Old | Closed | 0 | 0 | 0 | 0 | 0 | FALSE
1245_1560_1 | 1245 | OAKDALE | Central | Central | 345 | 1560 | OAKDALE | 230 | 1 | Closed | 0.00044 | 0.02341 | 0 | 1 | 0 | 448 | 541 | 612 | 0 | 0 | 635 | Old | Closed | 0 | 0 | 0 | 0 | 0 | FALSE
1245_254_1 | 1245 | OAKDALE | Central | Central | 345 | 254 | LAPEER | 345 | 1 | Closed | 0.00067 | 0.0102 | 0.26376 | 1 | 0 | 1216 | 2454 | 1804 | 22.5 | 25.6 | 636 | Old | Closed | 0 | 0 | 0 | 0 | 0 | FALSE
1246_1561_1 | 1246 | GARDENVILLE | West | West | 230 | 1561 | GARDENVILLE | 115 | 1 | Closed | 0.00149 | 0.0623 | 0 | 1 | 0 | 326 | 369 | 423 | 0 | 0 | 637 | Old | Closed | 0 | 0 | 0 | 0 | 0 | FALSE
1246_1564_1 | 1246 | GARDENVILLE | West | West | 230 | 1564 | STOLLE ROAD | 230 | 1 | Closed | 0.00232 | 0.01864 | 0.07111 | 1 | 0 | 453 | 936 | 579 | 9.6 | 18 | 638 | Old | Closed | 0 | 0 | 0 | 0 | 0 | FALSE
1247_1562_1 | 1247 | ROBINSON ROAD | West | West | 230 | 1562 | ROBINSON ROAD | 115 | 1 | Closed | 0.00149 | 0.0623 | 0 | 1 | 0 | 326 | 369 | 423 | 0 | 0 | 639 | Old | Closed | 0 | 0 | 0 | 0 | 0 | FALSE
1248_1413_1 | 1248 | STOLLE ROAD | West | West | 345 | 1413 | FIVE MILE | 345 | 1 | Closed | 0.00157 | 0.02403 | 0.62108 | 1 | 0 | 1216 | 2454 | 1804 | 44.4 | 60.4 | 640 | Old | Closed | 0 | 0 | 0 | 0 | 0 | FALSE
1248_1563_1 | 1248 | STOLLE ROAD | West | West | 345 | 1563 | STOLLE ROAD | 115 | 1 | Closed | 0.0006 | 0.0524 | 0 | 1 | 0 | 417 | 518 | 599 | 0 | 0 | 641 | Old | Closed | 0 | 0 | 0 | 0 | 0 | FALSE
1248_1564_1 | 1248 | STOLLE ROAD | West | West | 345 | 1564 | STOLLE ROAD | 230 | 1 | Closed | 0.00044 | 0.02341 | 0 | 1 | 0 | 448 | 541 | 612 | 0 | 0 | 642 | Old | Closed | 0 | 0 | 0 | 0 | 0 | FALSE
1249_1299_1 | 1249 | SOMERSET | West | West | 345 | 1299 | DYSINGER | 345 | 1 | Closed | 0.00048 | 0.0073 | 0.18873 | 1 | 0 | 1216 | 2454 | 1804 | 14.7 | 18.3 | 643 | Old | Closed | 0 | 0 | 0 | 0 | 0 | FALSE
1249_1299_2 | 1249 | SOMERSET | West | West | 345 | 1299 | DYSINGER | 345 | 2 | Closed | 0.00048 | 0.0073 | 0.18872 | 1 | 0 | 1216 | 2454 | 1804 | 14.7 | 18.3 | 644 | Old | Closed | 0 | 0 | 0 | 0 | 0 | FALSE
1249_1313_1 | 1249 | SOMERSET | West | West | 345 | 1313 | NIAGARA | 345 | 1 | Open | 0.00145 | 0.02209 | 0.57113 | 1 | 0 | 1216 | 2454 | 1804 | 25.7 | 55.5 | 645 | Old | Open | 0 | 0 | 0 | 0 | 0 | FALSE
125_415_1 | 125 | UNKNOWN124702 | Mohawk Valley | Mohawk Valley | 115 | 415 | ALCOA MASSENA OPERATIONS - WEST PLANT | 115 | 1 | Closed | 0.00237 | 0.0098 | 0.00162 | 1 | 0 | 167 | 556 | 210 | 0.8 | 2 | 646 | Old | Closed | 0 | 0 | 0 | 0 | 0 | FALSE
125_418_N | 125 | UNKNOWN124702 | Mohawk Valley | Mohawk Valley | 115 | 418 | UNKNOWN125655 | 115 | N | Closed | 0.0026 | 0.01555 | 0.0023 | 1 | 0 | 220 | 252 | 280 | 1.5 | 3 | 647 | Old | Closed | 0 | 0 | 0 | 0 | 0 | FALSE
1251_1250_1 | 1251 | MEYER | West | Central | 230 | 1250 | CANANDAIGUA | 230 | 1 | Closed | 0.0022 | 0.01771 | 0.06756 | 1 | 0 | 453 | 936 | 579 | 12.2 | 17.1 | 648 | Old | Closed | 0 | 0 | 0 | 0 | 0 | FALSE
1251_1565_1 | 1251 | MEYER | West | West | 230 | 1565 | MEYER | 115 | 1 | Closed | 0.00149 | 0.0623 | 0 | 1 | 0 | 326 | 369 | 423 | 0 | 0 | 649 | Old | Closed | 0 | 0 | 0 | 0 | 0 | FALSE
1253_1405_1 | 1253 | UNKNOWN144120 | Genesse | Genesse | 115 | 1405 | RISER161220 | 115 | 1 | Closed | 0.00056 | 0.00233 | 0.00039 | 1 | 0 | 167 | 556 | 210 | 0.4 | 0.5 | 650 | Old | Closed | 0 | 0 | 0 | 0 | 0 | FALSE
1254_228_1 | 1254 | TAP144121 | Genesse | Genesse | 115 | 228 | GOLAH | 115 | 1 | Closed | 0.00083 | 0.00341 | 0.00056 | 1 | 0 | 167 | 556 | 210 | 0.6 | 0.7 | 651 | Old | Closed | 0 | 0 | 0 | 0 | 0 | FALSE
1254_239_1 | 1254 | TAP144121 | Genesse | Genesse | 115 | 239 | EAST GOLAH | 115 | 1 | Closed | 0.00406 | 0.01681 | 0.00278 | 1 | 0 | 167 | 556 | 210 | 1.5 | 3.4 | 652 | Old | Closed | 0 | 0 | 0 | 0 | 0 | FALSE
1256_211_1 | 1256 | HAMILTON RD | Central | Genesse | 115 | 211 | FARMINGTON | 115 | 1 | Closed | 0.07418 | 0.30676 | 0.0508 | 1 | 0 | 167 | 556 | 210 | 44.7 | 61.7 | 653 | Old | Closed | 0 | 0 | 0 | 0 | 0 | FALSE
1258_1259_1 | 1258 | TAP144671 | Central | Central | 115 | 1259 | UNKNOWN144672 | 115 | 1 | Closed | 0.00399 | 0.0165 | 0.00273 | 1 | 0 | 167 | 556 | 210 | 2.9 | 3.3 | 654 | Old | Closed | 0 | 0 | 0 | 0 | 0 | FALSE
1258_1260_1 | 1258 | TAP144671 | Central | Central | 115 | 1260 | UNKNOWN144679 | 115 | 1 | Closed | 0.00249 | 0.01028 | 0.0017 | 1 | 0 | 167 | 556 | 210 | 1.5 | 2.1 | 655 | Old | Closed | 0 | 0 | 0 | 0 | 0 | FALSE
1258_1384_1 | 1258 | TAP144671 | Central | Central | 115 | 1384 | RISER161081 | 115 | 1 | Closed | 0.00798 | 0.03301 | 0.00547 | 1 | 0 | 167 | 556 | 210 | 3.7 | 6.6 | 656 | Old | Closed | 0 | 0 | 0 | 0 | 0 | FALSE
126_415_1 | 126 | UNKNOWN124703 | Mohawk Valley | Mohawk Valley | 115 | 415 | ALCOA MASSENA OPERATIONS - WEST PLANT | 115 | 1 | Closed | 0.00143 | 0.00592 | 0.00098 | 1 | 0 | 167 | 556 | 210 | 0.5 | 1.2 | 657 | Old | Closed | 0 | 0 | 0 | 0 | 0 | FALSE
1261_1315_1 | 1261 | HUNTLEY | West | West | 230 | 1315 | ELM ST | 230 | 1 | Closed | 0.00128 | 0.0103 | 0.03929 | 1 | 0 | 453 | 936 | 579 | 6.9 | 9.9 | 658 | Old | Closed | 0 | 0 | 0 | 0 | 0 | FALSE
1261_1566_1 | 1261 | HUNTLEY | West | West | 230 | 1566 | HUNTLEY | 115 | 1 | Closed | 0.00149 | 0.0623 | 0 | 1 | 0 | 326 | 369 | 423 | 0 | 0 | 659 | Old | Closed | 0 | 0 | 0 | 0 | 0 | FALSE
1262_1569_1 | 1262 | TAP144833 | West | West | 115 | 1569 | NIAGARA | 115 | 1 | Closed | 0.01029 | 0.04255 | 0.00705 | 1 | 0 | 167 | 183 | 210 | 4.6 | 8.6 | 660 | Old | Closed | 0 | 0 | 0 | 0 | 0 | FALSE
1262_1569_2 | 1262 | TAP144833 | West | West | 115 | 1569 | NIAGARA | 115 | 2 | Closed | 0.01029 | 0.04255 | 0.00705 | 1 | 0 | 167 | 183 | 210 | 4.6 | 8.6 | 661 | Old | Closed | 0 | 0 | 0 | 0 | 0 | FALSE
1262_1569_3 | 1262 | TAP144833 | West | West | 115 | 1569 | NIAGARA | 115 | 3 | Closed | 0.01029 | 0.04255 | 0.00705 | 1 | 0 | 167 | 183 | 210 | 4.6 | 8.6 | 662 | Old | Closed | 0 | 0 | 0 | 0 | 0 | FALSE
1262_269_1 | 1262 | TAP144833 | West | West | 115 | 269 | LOCKPORT | 115 | 1 | Closed | 0.01816 | 0.0751 | 0.01244 | 1 | 0 | 167 | 556 | 210 | 11 | 15.1 | 663 | Old | Closed | 0 | 0 | 0 | 0 | 0 | FALSE
1262_277_1 | 1262 | TAP144833 | West | West | 115 | 277 | SANBORN | 115 | 1 | Closed | 5e-05 | 0.00021 | 3e-05 | 1 | 0 | 167 | 556 | 210 | 0 | 0 | 664 | Old | Closed | 0 | 0 | 0 | 0 | 0 | FALSE
1262_277_2 | 1262 | TAP144833 | West | West | 115 | 277 | SANBORN | 115 | 2 | Closed | 5e-05 | 0.00021 | 4e-05 | 1 | 0 | 167 | 556 | 210 | 0 | 0 | 665 | Old | Closed | 0 | 0 | 0 | 0 | 0 | FALSE
1263_1231_1 | 1263 | MARCY | Mohawk Valley | Mohawk Valley | 765 | 1231 | MASSENA | 765 | 1 | Closed | 0.00039 | 0.01191 | 5.7815 | 1 | 0 | 5115 | 5115 | 5300 | 121.7 | 129.7 | 666 | Old | Closed | 0 | 0 | 0 | 0 | 0 | FALSE
1263_1567_1 | 1263 | MARCY | Mohawk Valley | Mohawk Valley | 765 | 1567 | MARCY | 345 | 1 | Closed | 0.00025 | 0.00846 | 0 | 1 | 0 | 1582 | 1830 | 2070 | 0 | 0 | 667 | Old | Closed | 0 | 0 | 0 | 0 | 0 | FALSE
1263_1567_2 | 1263 | MARCY | Mohawk Valley | Mohawk Valley | 765 | 1567 | MARCY | 345 | 2 | Closed | 0.00025 | 0.00846 | 0 | 1 | 0 | 1582 | 1830 | 2070 | 0 | 0 | 668 | Old | Closed | 0 | 0 | 0 | 0 | 0 | FALSE
1264_220_1 | 1264 | UNKNOWN144967 | Genesse | Genesse | 115 | 220 | SLOCUM RD | 115 | 1 | Closed | 0.0078 | 0.03227 | 0.00534 | 1 | 0 | 167 | 556 | 210 | 4.3 | 6.5 | 669 | Old | Closed | 0 | 0 | 0 | 0 | 0 | FALSE
1264_220_2 | 1264 | UNKNOWN144967 | Genesse | Genesse | 115 | 220 | SLOCUM RD | 115 | 2 | Closed | 0.00899 | 0.03718 | 0.00616 | 1 | 0 | 167 | 556 | 210 | 4.3 | 7.5 | 670 | Old | Closed | 0 | 0 | 0 | 0 | 0 | FALSE
1269_1266_1 | 1269 | TAP145006 | Central | Central | 115 | 1266 | UNKNOWN145003 | 115 | 1 | Closed | 0.0005 | 0.00206 | 0.00034 | 1 | 0 | 167 | 556 | 210 | 0.3 | 0.4 | 671 | Old | Closed | 0 | 0 | 0 | 0 | 0 | FALSE
1269_1267_1 | 1269 | TAP145006 | Central | Central | 115 | 1267 | UNKNOWN145004 | 115 | 1 | Closed | 0.0001 | 0.0004 | 7e-05 | 1 | 0 | 167 | 556 | 210 | 0.1 | 0.1 | 672 | Old | Closed | 0 | 0 | 0 | 0 | 0 | FALSE
1269_1268_1 | 1269 | TAP145006 | Central | Central | 115 | 1268 | UNKNOWN145005 | 115 | 1 | Closed | 0.00027 | 0.00111 | 0.00018 | 1 | 0 | 167 | 556 | 210 | 0.2 | 0.2 | 673 | Old | Closed | 0 | 0 | 0 | 0 | 0 | FALSE
127_1441_1 | 127 | UNKNOWN124704 | Capital | Capital | 115 | 1441 | DEADEND167230 | 115 | 1 | Closed | 0.01123 | 0.04643 | 0.00769 | 1 | 0 | 167 | 556 | 210 | 6.5 | 9.3 | 674 | Old | Closed | 0 | 0 | 0 | 0 | 0 | FALSE
127_1520_1 | 127 | UNKNOWN124704 | Capital | Capital | 115 | 1520 | NEW SCOTLAND | 115 | 1 | Closed | 0.01282 | 0.05301 | 0.00878 | 1 | 0 | 167 | 556 | 210 | 7.3 | 10.7 | 675 | Old | Closed | 0 | 0 | 0 | 0 | 0 | FALSE
127_1520_2 | 127 | UNKNOWN124704 | Capital | Capital | 115 | 1520 | NEW SCOTLAND | 115 | 2 | Closed | 0.01282 | 0.05301 | 0.00878 | 1 | 0 | 167 | 556 | 210 | 7.3 | 10.7 | 676 | Old | Closed | 0 | 0 | 0 | 0 | 0 | FALSE
127_505_1 | 127 | UNKNOWN124704 | Capital | Capital | 115 | 505 | UNKNOWN128270 | 115 | 1 | Closed | 0.00401 | 0.01657 | 0.00274 | 1 | 0 | 167 | 556 | 210 | 2 | 3.3 | 677 | Old | Closed | 0 | 0 | 0 | 0 | 0 | FALSE
127_510_1 | 127 | UNKNOWN124704 | Capital | Capital | 115 | 510 | UNKNOWN128277 | 115 | 1 | Closed | 0.00303 | 0.01253 | 0.00208 | 1 | 0 | 167 | 556 | 210 | 2.2 | 2.5 | 678 | Old | Closed | 0 | 0 | 0 | 0 | 0 | FALSE
127_510_2 | 127 | UNKNOWN124704 | Capital | Capital | 115 | 510 | UNKNOWN128277 | 115 | 2 | Closed | 0.00302 | 0.0125 | 0.00207 | 1 | 0 | 167 | 556 | 210 | 2.2 | 2.5 | 679 | Old | Closed | 0 | 0 | 0 | 0 | 0 | FALSE
127_813_1 | 127 | UNKNOWN124704 | Capital | Capital | 115 | 813 | GREENBUSH | 115 | 1 | Closed | 0.00461 | 0.01908 | 0.00316 | 1 | 0 | 185 | 556 | 210 | 2.5 | 3.8 | 680 | Old | Closed | 0 | 0 | 0 | 0 | 0 | FALSE
127_813_2 | 127 | UNKNOWN124704 | Capital | Capital | 115 | 813 | GREENBUSH | 115 | 2 | Closed | 0.00461 | 0.01906 | 0.00316 | 1 | 0 | 185 | 556 | 210 | 2.5 | 3.8 | 681 | Old | Closed | 0 | 0 | 0 | 0 | 0 | FALSE
127_813_3 | 127 | UNKNOWN124704 | Capital | Capital | 115 | 813 | GREENBUSH | 115 | 3 | Closed | 0.00461 | 0.01906 | 0.00316 | 1 | 0 | 185 | 556 | 210 | 2.5 | 3.8 | 682 | Old | Closed | 0 | 0 | 0 | 0 | 0 | FALSE
127_814_1 | 127 | UNKNOWN124704 | Capital | Capital | 115 | 814 | KRUMKILL | 115 | 1 | Closed | 0.00847 | 0.03501 | 0.0058 | 1 | 0 | 167 | 556 | 210 | 5.6 | 7 | 683 | Old | Closed | 0 | 0 | 0 | 0 | 0 | FALSE
1270_175_1 | 1270 | TAP145007 | Central | Central | 115 | 175 | UNKNOWN124964 | 115 | 1 | Closed | 6e-05 | 0.00025 | 4e-05 | 1 | 0 | 167 | 556 | 210 | 0 | 0 | 684 | Old | Closed | 0 | 0 | 0 | 0 | 0 | FALSE
1270_184_1 | 1270 | TAP145007 | Central | Central | 115 | 184 | G E | 115 | 1 | Closed | 0.00684 | 0.02829 | 0.00468 | 1 | 0 | 167 | 556 | 210 | 3.2 | 5.7 | 685 | Old | Closed | 0 | 0 | 0 | 0 | 0 | FALSE
1270_334_1 | 1270 | TAP145007 | Central | Central | 115 | 334 | UNKNOWN125437 | 115 | 1 | Closed | 0.00512 | 0.02119 | 0.00351 | 1 | 0 | 167 | 556 | 210 | 3.4 | 4.3 | 686 | Old | Closed | 0 | 0 | 0 | 0 | 0 | FALSE
1271_1272_1 | 1271 | WRIGHT AVENUE | Central | Central | 115 | 1272 | STATE STREET | 115 | 1 | Closed | 0.00499 | 0.02064 | 0.00342 | 1 | 0 | 167 | 556 | 210 | 1.9 | 4.2 | 687 | Old | Closed | 0 | 0 | 0 | 0 | 0 | FALSE
1271_61_1 | 1271 | WRIGHT AVENUE | Central | Central | 115 | 61 | UNKNOWN124336 | 115 | 1 | Closed | 0.03583 | 0.14818 | 0.02454 | 1 | 0 | 167 | 556 | 210 | 22.5 | 29.8 | 688 | Old | Closed | 0 | 0 | 0 | 0 | 0 | FALSE
1272_1477_1 | 1272 | STATE STREET | Central | Central | 115 | 1477 | ELBRIDGE | 115 | 1 | Closed | 0.02116 | 0.08749 | 0.01449 | 1 | 0 | 167 | 556 | 210 | 11.4 | 17.6 | 689 | Old | Closed | 0 | 0 | 0 | 0 | 0 | FALSE
1272_1477_2 | 1272 | STATE STREET | Central | Central | 115 | 1477 | ELBRIDGE | 115 | 2 | Closed | 0.02124 | 0.08783 | 0.01454 | 1 | 0 | 167 | 556 | 210 | 11.4 | 17.7 | 690 | Old | Closed | 0 | 0 | 0 | 0 | 0 | FALSE
1272_1477_3 | 1272 | STATE STREET | Central | Central | 115 | 1477 | ELBRIDGE | 115 | 3 | Closed | 0.02125 | 0.08786 | 0.01455 | 1 | 0 | 167 | 556 | 210 | 11.4 | 17.7 | 691 | Old | Closed | 0 | 0 | 0 | 0 | 0 | FALSE
1272_213_1 | 1272 | STATE STREET | Central | Genesse | 115 | 213 | STATION #199 | 115 | 1 | Closed | 0.0274 | 0.11331 | 0.01876 | 1 | 0 | 167 | 556 | 210 | 14.6 | 22.8 | 692 | Old | Closed | 0 | 0 | 0 | 0 | 0 | FALSE
1273_1386_1 | 1273 | TAP145043 | Central | Central | 115 | 1386 | TAP161083 | 115 | 1 | Closed | 0.01741 | 0.072 | 0.01192 | 1 | 0 | 167 | 556 | 210 | 10.9 | 14.5 | 693 | Old | Closed | 0 | 0 | 0 | 0 | 0 | FALSE
1273_207_1 | 1273 | TAP145043 | Central | Central | 115 | 207 | HYATT RD | 115 | 1 | Closed | 0.00161 | 0.00666 | 0.0011 | 1 | 0 | 167 | 556 | 210 | 0.8 | 1.3 | 694 | Old | Closed | 0 | 0 | 0 | 0 | 0 | FALSE
1273_208_1 | 1273 | TAP145043 | Central | Central | 115 | 208 | GENEVA BORDER CITY | 115 | 1 | Closed | 0.02038 | 0.08426 | 0.01395 | 1 | 0 | 167 | 556 | 210 | 10.1 | 16.9 | 695 | Old | Closed | 0 | 0 | 0 | 0 | 0 | FALSE
1278_1474_1 | 1278 | TAP145194 | West | West | 115 | 1474 | NEW GARDENVILLE | 115 | 1 | Closed | 0.00378 | 0.01564 | 0.00259 | 1 | 0 | 167 | 556 | 210 | 2.4 | 3.1 | 696 | Old | Closed | 0 | 0 | 0 | 0 | 0 | FALSE
1278_1475_1 | 1278 | TAP145194 | West | West | 115 | 1475 | SENECA TERMINAL | 115 | 1 | Closed | 0.00057 | 0.00236 | 0.00039 | 1 | 0 | 167 | 556 | 210 | 0.3 | 0.5 | 697 | Old | Closed | 0 | 0 | 0 | 0 | 0 | FALSE
1278_299_1 | 1278 | TAP145194 | West | West | 115 | 299 | UNKNOWN125369 | 115 | 1 | Closed | 5e-05 | 0.00019 | 3e-05 | 1 | 0 | 167 | 556 | 210 | 0 | 0 | 698 | Old | Closed | 0 | 0 | 0 | 0 | 0 | FALSE
1279_136_1 | 1279 | TAP145195 | West | West | 115 | 136 | COBBLE HILL | 115 | 1 | Closed | 0.00108 | 0.00447 | 0.00074 | 1 | 0 | 167 | 556 | 210 | 0.5 | 0.9 | 699 | Old | Closed | 0 | 0 | 0 | 0 | 0 | FALSE
1279_1368_1 | 1279 | TAP145195 | West | West | 115 | 1368 | TAP160986 | 115 | 1 | Closed | 0.01188 | 0.04911 | 0.00813 | 1 | 0 | 167 | 556 | 210 | 8.2 | 9.9 | 700 | Old | Closed | 0 | 0 | 0 | 0 | 0 | FALSE
1279_1474_1 | 1279 | TAP145195 | West | West | 115 | 1474 | NEW GARDENVILLE | 115 | 1 | Closed | 0.02059 | 0.08515 | 0.0141 | 1 | 0 | 167 | 556 | 210 | 16 | 17.1 | 701 | Old | Closed | 0 | 0 | 0 | 0 | 0 | FALSE
128_220_1 | 128 | UNKNOWN124705 | Genesse | Genesse | 115 | 220 | SLOCUM RD | 115 | 1 | Closed | 0.0038 | 0.01572 | 0.0026 | 1 | 0 | 167 | 556 | 210 | 3 | 3.2 | 702 | Old | Closed | 0 | 0 | 0 | 0 | 0 | FALSE
128_220_2 | 128 | UNKNOWN124705 | Genesse | Genesse | 115 | 220 | SLOCUM RD | 115 | 2 | Closed | 0.00383 | 0.01585 | 0.00262 | 1 | 0 | 167 | 556 | 210 | 3 | 3.2 | 703 | Old | Closed | 0 | 0 | 0 | 0 | 0 | FALSE
128_220_3 | 128 | UNKNOWN124705 | Genesse | Genesse | 115 | 220 | SLOCUM RD | 115 | 3 | Closed | 0.00383 | 0.01585 | 0.00262 | 1 | 0 | 167 | 556 | 210 | 3 | 3.2 | 704 | Old | Closed | 0 | 0 | 0 | 0 | 0 | FALSE
1281_104_1 | 1281 | TAP145198 | West | West | 115 | 104 | TONAWANDA | 115 | 1 | Closed | 0.0043 | 0.01779 | 0.00295 | 1 | 0 | 167 | 556 | 210 | 2.3 | 3.6 | 705 | Old | Closed | 0 | 0 | 0 | 0 | 0 | FALSE
1281_1358_1 | 1281 | TAP145198 | West | West | 115 | 1358 | TAP158329 | 115 | 1 | Closed | 0.00227 | 0.00938 | 0.00155 | 1 | 0 | 167 | 556 | 210 | 1.9 | 1.9 | 706 | Old | Closed | 0 | 0 | 0 | 0 | 0 | FALSE
1281_1436_1 | 1281 | TAP145198 | West | West | 115 | 1436 | TAP166953 | 115 | 1 | Closed | 0.00304 | 0.01256 | 0.00208 | 1 | 0 | 167 | 556 | 210 | 2.6 | 2.5 | 707 | Old | Closed | 0 | 0 | 0 | 0 | 0 | FALSE
1282_1474_1 | 1282 | TAP145199 | West | West | 115 | 1474 | NEW GARDENVILLE | 115 | 1 | Closed | 0.00917 | 0.03791 | 0.00628 | 1 | 0 | 167 | 556 | 210 | 7.6 | 7.6 | 708 | Old | Closed | 0 | 0 | 0 | 0 | 0 | FALSE
1282_308_1 | 1282 | TAP145199 | West | West | 115 | 308 | UNKNOWN125378 | 115 | 1 | Closed | 8e-05 | 0.00034 | 6e-05 | 1 | 0 | 167 | 556 | 210 | 0 | 0.1 | 709 | Old | Closed | 0 | 0 | 0 | 0 | 0 | FALSE
1283_1345_1 | 1283 | TAP145200 | West | West | 115 | 1345 | TAP156241 | 115 | 1 | Closed | 0.00179 | 0.00739 | 0.00122 | 1 | 0 | 167 | 556 | 210 | 1.5 | 1.5 | 710 | Old | Closed | 0 | 0 | 0 | 0 | 0 | FALSE
1283_306_1 | 1283 | TAP145200 | West | West | 115 | 306 | UNKNOWN125376 | 115 | 1 | Closed | 6e-05 | 0.00024 | 4e-05 | 1 | 0 | 167 | 556 | 210 | 0 | 0 | 711 | Old | Closed | 0 | 0 | 0 | 0 | 0 | FALSE
1284_306_1 | 1284 | TAP145201 | West | West | 115 | 306 | UNKNOWN125376 | 115 | 1 | Closed | 6e-05 | 0.00024 | 4e-05 | 1 | 0 | 167 | 556 | 210 | 0 | 0 | 712 | Old | Closed | 0 | 0 | 0 | 0 | 0 | FALSE
1286_28_1 | 1286 | UNKNOWN145218 | Mohawk Valley | Mohawk Valley | 115 | 28 | UNKNOWN124172 | 115 | 1 | Closed | 0.0005 | 0.00207 | 0.00035 | 1 | 0 | 116 | 556 | 145 | 0.4 | 0.4 | 713 | Old | Closed | 0 | 0 | 0 | 0 | 0 | FALSE
1287_28_1 | 1287 | TAP145219 | Mohawk Valley | Mohawk Valley | 115 | 28 | UNKNOWN124172 | 115 | 1 | Closed | 0.0005 | 0.00205 | 0.00034 | 1 | 0 | 116 | 556 | 145 | 0.3 | 0.4 | 714 | Old | Closed | 0 | 0 | 0 | 0 | 0 | FALSE
1287_374_1 | 1287 | TAP145219 | Mohawk Valley | Mohawk Valley | 115 | 374 | UNKNOWN125578 | 115 | 1 | Closed | 0.03371 | 0.06042 | 0.00694 | 1 | 0 | 76 | 556 | 94 | 9.5 | 10.1 | 715 | Old | Closed | 0 | 0 | 0 | 0 | 0 | FALSE
1288_1394_1 | 1288 | MADISON | Mohawk Valley | Mohawk Valley | 115 | 1394 | TAP161163 | 115 | 1 | Closed | 6e-05 | 0.00025 | 4e-05 | 1 | 0 | 167 | 556 | 210 | 0 | 0 | 716 | Old | Closed | 0 | 0 | 0 | 0 | 0 | FALSE
1288_1395_1 | 1288 | MADISON | Mohawk Valley | Mohawk Valley | 115 | 1395 | TAP161164 | 115 | 1 | Closed | 8e-05 | 0.00033 | 6e-05 | 1 | 0 | 167 | 556 | 210 | 0 | 0.1 | 717 | Old | Closed | 0 | 0 | 0 | 0 | 0 | FALSE
129_250_1 | 129 | UNKNOWN124706 | Genesse | Genesse | 115 | 250 | UNKNOWN125198 | 115 | 1 | Closed | 0.00953 | 0.03941 | 0.00653 | 1 | 0 | 167 | 556 | 210 | 6.2 | 7.9 | 718 | Old | Closed | 0 | 0 | 0 | 0 | 0 | FALSE
129_250_2 | 129 | UNKNOWN124706 | Genesse | Genesse | 115 | 250 | UNKNOWN125198 | 115 | 2 | Closed | 0.00908 | 0.03756 | 0.00622 | 1 | 0 | 167 | 556 | 210 | 6.2 | 7.6 | 719 | Old | Closed | 0 | 0 | 0 | 0 | 0 | FALSE
1290_329_1 | 1290 | TAP145267 | Central | Central | 115 | 329 | TILDEN | 115 | 1 | Closed | 0.00371 | 0.01536 | 0.00254 | 1 | 0 | 167 | 556 | 210 | 2.3 | 3.1 | 720 | Old | Closed | 0 | 0 | 0 | 0 | 0 | FALSE
1290_338_1 | 1290 | TAP145267 | Central | Central | 115 | 338 | ROCK CUT | 115 | 1 | Closed | 0.00094 | 0.0039 | 0.00065 | 1 | 0 | 167 | 556 | 210 | 0.5 | 0.8 | 721 | Old | Closed | 0 | 0 | 0 | 0 | 0 | FALSE
1290_339_1 | 1290 | TAP145267 | Central | Central | 115 | 339 | UNKNOWN125442 | 115 | 1 | Closed | 0.0014 | 0.00578 | 0.00096 | 1 | 0 | 167 | 556 | 210 | 0.7 | 1.2 | 722 | Old | Closed | 0 | 0 | 0 | 0 | 0 | FALSE
1292_1293_1 | 1292 | TAP145298 | Central | Central | 115 | 1293 | UNKNOWN145299 | 115 | 1 | Closed | 0.00072 | 0.00297 | 0.00049 | 1 | 0 | 167 | 556 | 210 | 0.4 | 0.6 | 723 | Old | Closed | 0 | 0 | 0 | 0 | 0 | FALSE
1292_170_1 | 1292 | TAP145298 | Central | Central | 115 | 170 | UNKNOWN124959 | 115 | 1 | Closed | 0.0025 | 0.01032 | 0.00171 | 1 | 0 | 167 | 556 | 210 | 1.3 | 2.1 | 724 | Old | Closed | 0 | 0 | 0 | 0 | 0 | FALSE
1294_1295_1 | 1294 | TEMPLE STATION 243 | Central | Central | 115 | 1295 | ASH STREET STATION 223 | 115 | 1 | Closed | 0.00156 | 0.00646 | 0.00107 | 1 | 0 | 167 | 556 | 210 | 1.3 | 1.3 | 725 | Old | Closed | 0 | 0 | 0 | 0 | 0 | FALSE
1298_1330_1 | 1298 | UNKNOWN145354 | West | West | 115 | 1330 | TAP155786 | 115 | 1 | Closed | 0.00132 | 0.00546 | 0.0009 | 1 | 0 | 167 | 556 | 210 | 0.8 | 1.1 | 726 | Old | Closed | 0 | 0 | 0 | 0 | 0 | FALSE
1299_1248_1 | 1299 | DYSINGER | West | West | 345 | 1248 | STOLLE ROAD | 345 | 1 | Closed | 0.00101 | 0.012 | 0.18 | 1 | 0 | 1216 | 2454 | 1804 | 21.8 | 23 | #N/A | New | Not 2019 | - | - | - | - | - | #VALUE!
1299_1313_1 | 1299 | DYSINGER | West | West | 345 | 1313 | NIAGARA | 345 | 1 | Closed | 0.0008 | 0.01225 | 0.31657 | 1 | 0 | 1216 | 2454 | 1804 | 24.7 | 30.8 | 727 | Old | Closed | 0 | 0 | 0 | 0 | 0 | FALSE
13_1442_1 | 13 | UNKNOWN124138 | Capital | Capital | 115 | 1442 | RISER167231 | 115 | 1 | Closed | 0.00156 | 0.00646 | 0.00107 | 1 | 0 | 167 | 556 | 210 | 1 | 1.3 | 728 | Old | Closed | 0 | 0 | 0 | 0 | 0 | FALSE
13_196_1 | 13 | UNKNOWN124138 | Capital | Capital | 115 | 196 | RISER125055 | 115 | 1 | Closed | 0.00156 | 0.00645 | 0.00107 | 1 | 0 | 167 | 556 | 210 | 1 | 1.3 | 729 | Old | Closed | 0 | 0 | 0 | 0 | 0 | FALSE
1300_1334_1 | 1300 | TAP145365 | West | West | 115 | 1334 | TAP155790 | 115 | 1 | Closed | 0.01355 | 0.05604 | 0.00928 | 1 | 0 | 167 | 556 | 210 | 6.5 | 11.3 | 730 | Old | Closed | 0 | 0 | 0 | 0 | 0 | FALSE
1300_1390_1 | 1300 | TAP145365 | West | West | 115 | 1390 | TAP161089 | 115 | 1 | Closed | 0.00019 | 0.00077 | 0.00013 | 1 | 0 | 167 | 556 | 210 | 0.1 | 0.2 | 731 | Old | Closed | 0 | 0 | 0 | 0 | 0 | FALSE
1300_269_1 | 1300 | TAP145365 | West | West | 115 | 269 | LOCKPORT | 115 | 1 | Closed | 0.03755 | 0.15528 | 0.02571 | 1 | 0 | 167 | 556 | 210 | 22.9 | 31.2 | 732 | Old | Closed | 0 | 0 | 0 | 0 | 0 | FALSE
1301_1417_1 | 1301 | UNKNOWN145367 | West | West | 115 | 1417 | TAP161770 | 115 | 1 | Closed | 0.01243 | 0.05138 | 0.00851 | 1 | 0 | 167 | 556 | 210 | 7.3 | 10.3 | 733 | Old | Closed | 0 | 0 | 0 | 0 | 0 | FALSE
1302_1417_1 | 1302 | UNKNOWN145368 | West | West | 115 | 1417 | TAP161770 | 115 | 1 | Closed | 0.00059 | 0.00244 | 0.0004 | 1 | 0 | 167 | 556 | 210 | 0.4 | 0.5 | 734 | Old | Closed | 0 | 0 | 0 | 0 | 0 | FALSE
1303_1568_1 | 1303 | HILLSIDE | Central | Central | 230 | 1568 | HILLSIDE | 115 | 1 | Closed | 0.00149 | 0.0623 | 0 | 1 | 0 | 326 | 369 | 423 | 0 | 0 | 735 | Old | Closed | 0 | 0 | 0 | 0 | 0 | FALSE
1303_54_1 | 1303 | HILLSIDE | Central | Central | 230 | 54 | UNKNOWN124256 | 230 | 1 | Closed | 0.00498 | 0.04 | 0.15261 | 1 | 0 | 453 | 936 | 579 | 21.1 | 38.6 | 736 | Old | Closed | 0 | 0 | 0 | 0 | 0 | FALSE
1304_1291_1 | 1304 | TAP145432 | Mohawk Valley | Mohawk Valley | 115 | 1291 | UNKNOWN145284 | 115 | 1 | Closed | 0.01278 | 0.05286 | 0.00875 | 1 | 0 | 167 | 556 | 210 | 7.4 | 10.6 | 737 | Old | Closed | 0 | 0 | 0 | 0 | 0 | FALSE
1304_1305_1 | 1304 | TAP145432 | Mohawk Valley | Mohawk Valley | 115 | 1305 | UNKNOWN145433 | 115 | 1 | Closed | 0.01469 | 0.06075 | 0.01006 | 1 | 0 | 167 | 556 | 210 | 11.8 | 12.2 | 738 | Old | Closed | 0 | 0 | 0 | 0 | 0 | FALSE
1304_372_1 | 1304 | TAP145432 | Mohawk Valley | Mohawk Valley | 115 | 372 | UNKNOWN125576 | 115 | 1 | Closed | 0.00937 | 0.03876 | 0.00642 | 1 | 0 | 167 | 556 | 210 | 7 | 7.8 | 739 | Old | Closed | 0 | 0 | 0 | 0 | 0 | FALSE
1308_1382_1 | 1308 | SWEDEN SWITCHES | Genesse | Genesse | 115 | 1382 | TAP161060 | 115 | 1 | Closed | 0.00404 | 0.0167 | 0.00277 | 1 | 0 | 167 | 556 | 210 | 3.2 | 3.4 | 740 | Old | Closed | 0 | 0 | 0 | 0 | 0 | FALSE
131_1252_1 | 131 | UNKNOWN124716 | Central | Central | 115 | 1252 | UNKNOWN144087 | 115 | 1 | Closed | 0.01387 | 0.05735 | 0.0095 | 1 | 0 | 167 | 556 | 210 | 7.9 | 11.5 | 741 | Old | Closed | 0 | 0 | 0 | 0 | 0 | FALSE
1310_1254_1 | 1310 | TAP145541 | West | Genesse | 115 | 1254 | TAP144121 | 115 | 1 | Closed | 0.00659 | 0.02726 | 0.00451 | 1 | 0 | 167 | 556 | 210 | 4.5 | 5.5 | 742 | Old | Closed | 0 | 0 | 0 | 0 | 0 | FALSE
1310_1309_1 | 1310 | TAP145541 | West | West | 115 | 1309 | UNKNOWN145538 | 115 | 1 | Closed | 0.00062 | 0.00257 | 0.00043 | 1 | 0 | 167 | 556 | 210 | 0.4 | 0.5 | 743 | Old | Closed | 0 | 0 | 0 | 0 | 0 | FALSE
1310_227_1 | 1310 | TAP145541 | West | West | 115 | 227 | N LAKEVILLE | 115 | 1 | Closed | 0.01143 | 0.04727 | 0.00783 | 1 | 0 | 167 | 556 | 210 | 5.2 | 9.5 | 744 | Old | Closed | 0 | 0 | 0 | 0 | 0 | FALSE
1311_1312_1 | 1311 | TAP145542 | West | West | 115 | 1312 | TAP145543 | 115 | 1 | Closed | 2e-05 | 9e-05 | 1e-05 | 1 | 0 | 167 | 556 | 210 | 0 | 0 | 745 | Old | Closed | 0 | 0 | 0 | 0 | 0 | FALSE
1311_1333_1 | 1311 | TAP145542 | West | West | 115 | 1333 | TAP155789 | 115 | 1 | Closed | 0.00039 | 0.00161 | 0.00027 | 1 | 0 | 167 | 556 | 210 | 0.3 | 0.3 | 746 | Old | Closed | 0 | 0 | 0 | 0 | 0 | FALSE
1311_236_1 | 1311 | TAP145542 | West | West | 115 | 236 | BATAVIA | 115 | 1 | Closed | 0.00402 | 0.0166 | 0.00275 | 1 | 0 | 167 | 556 | 210 | 2.3 | 3.3 | 747 | Old | Closed | 0 | 0 | 0 | 0 | 0 | FALSE
1312_1118_1 | 1312 | TAP145543 | West | West | 115 | 1118 | TAP140505 | 115 | 1 | Closed | 0.00141 | 0.00585 | 0.00097 | 1 | 0 | 167 | 556 | 210 | 0.9 | 1.2 | 748 | Old | Closed | 0 | 0 | 0 | 0 | 0 | FALSE
1312_234_1 | 1312 | TAP145543 | West | West | 115 | 234 | UNKNOWN125174 | 115 | 1 | Closed | 0.00054 | 0.00225 | 0.00037 | 1 | 0 | 167 | 556 | 210 | 0.4 | 0.5 | 749 | Old | Closed | 0 | 0 | 0 | 0 | 0 | FALSE
1313_1427_1 | 1313 | NIAGARA | West | West | 345 | 1427 | DEADEND166944 | 345 | 1 | Closed | 0.00064 | 0.00666 | 0.1 | 1 | 0 | 2400 | 2400 | 2400 | 0.9 | 12.8 | 750 | Old | Closed | 0 | 0 | 0 | 0 | 0 | FALSE
1313_1427_2 | 1313 | NIAGARA | West | West | 345 | 1427 | DEADEND166944 | 345 | 2 | Closed | 0.00064 | 0.00666 | 0.1 | 1 | 0 | 2400 | 2400 | 2400 | 0.9 | 12.8 | 751 | Old | Closed | 0 | 0 | 0 | 0 | 0 | FALSE
1313_1427_3 | 1313 | NIAGARA | West | West | 345 | 1427 | DEADEND166944 | 345 | 3 | Closed | 0.00064 | 0.00666 | 0.1 | 1 | 0 | 2400 | 2400 | 2400 | 0.9 | 12.8 | 752 | Old | Closed | 0 | 0 | 0 | 0 | 0 | FALSE
1313_1569_1 | 1313 | NIAGARA | West | West | 345 | 1569 | NIAGARA | 115 | 1 | Closed | 0.0006 | 0.054 | 0 | 1 | 0 | 600 | 600 | 600 | 0 | 0 | 753 | Old | Closed | 0 | 0 | 0 | 0 | 0 | FALSE
1313_1570_1 | 1313 | NIAGARA | West | West | 345 | 1570 | NIAGARA | 230 | 1 | Closed | 0.00044 | 0.02341 | 0 | 1 | 0 | 1250 | 1250 | 1250 | 0 | 0 | 754 | Old | Closed | 0 | 0 | 0 | 0 | 0 | FALSE
1313_1570_2 | 1313 | NIAGARA | West | West | 345 | 1570 | NIAGARA | 230 | 2 | Closed | 0.00044 | 0.02341 | 0 | 1 | 0 | 1250 | 1250 | 1250 | 0 | 0 | 755 | Old | Closed | 0 | 0 | 0 | 0 | 0 | FALSE
1314_1571_1 | 1314 | PACKARD | West | West | 230 | 1571 | PACKARD | 115 | 1 | Closed | 0.00149 | 0.0623 | 0 | 1 | 0 | 326 | 369 | 423 | 0 | 0 | 756 | Old | Closed | 0 | 0 | 0 | 0 | 0 | FALSE
1314_1571_2 | 1314 | PACKARD | West | West | 230 | 1571 | PACKARD | 115 | 2 | Closed | 0.00149 | 0.0623 | 0 | 1 | 0 | 326 | 369 | 423 | 0 | 0 | #N/A | New | Not 2019 | - | - | - | - | - | #VALUE!
1314_1571_3 | 1314 | PACKARD | West | West | 230 | 1571 | PACKARD | 115 | 3 | Closed | 0.00149 | 0.0623 | 0 | 1 | 0 | 326 | 369 | 423 | 0 | 0 | #N/A | New | Not 2019 | - | - | - | - | - | #VALUE!
1316_1261_1 | 1316 | TAP145584 | West | West | 230 | 1261 | HUNTLEY | 230 | 1 | Closed | 0.00018 | 0.00142 | 0.00543 | 1 | 0 | 453 | 936 | 579 | 0.9 | 1.4 | 757 | Old | Closed | 0 | 0 | 0 | 0 | 0 | FALSE
1316_1314_1 | 1316 | TAP145584 | West | West | 230 | 1314 | PACKARD | 230 | 1 | Closed | 0.00189 | 0.01522 | 0.05807 | 1 | 0 | 579 | 936 | 699 | 9.4 | 14.7 | 758 | Old | Closed | 0 | 0 | 0 | 0 | 0 | FALSE
1316_315_1 | 1316 | TAP145584 | West | West | 230 | 315 | SAWYER AVE | 230 | 1 | Closed | 1e-05 | 5e-05 | 0.00018 | 1 | 0 | 453 | 936 | 579 | 0 | 0 | 759 | Old | Closed | 0 | 0 | 0 | 0 | 0 | FALSE
1317_1261_1 | 1317 | TAP145585 | West | West | 230 | 1261 | HUNTLEY | 230 | 1 | Closed | 0.00018 | 0.00147 | 0.00562 | 1 | 0 | 453 | 936 | 579 | 0.9 | 1.4 | 760 | Old | Closed | 0 | 0 | 0 | 0 | 0 | FALSE
1317_1314_1 | 1317 | TAP145585 | West | West | 230 | 1314 | PACKARD | 230 | 1 | Closed | 0.00188 | 0.01513 | 0.05773 | 1 | 0 | 579 | 936 | 699 | 9.4 | 14.6 | 761 | Old | Closed | 0 | 0 | 0 | 0 | 0 | FALSE
1317_315_1 | 1317 | TAP145585 | West | West | 230 | 315 | SAWYER AVE | 230 | 1 | Closed | 1e-05 | 5e-05 | 0.00018 | 1 | 0 | 453 | 936 | 579 | 0 | 0 | 762 | Old | Closed | 0 | 0 | 0 | 0 | 0 | FALSE
1318_317_1 | 1318 | TAP145586 | West | West | 115 | 317 | DUPONT | 115 | 1 | Closed | 0.00108 | 0.00448 | 0.00074 | 1 | 0 | 167 | 556 | 210 | 0.7 | 0.9 | 763 | Old | Closed | 0 | 0 | 0 | 0 | 0 | FALSE
1318_318_1 | 1318 | TAP145586 | West | West | 115 | 318 | CHEVROLET | 115 | 1 | Closed | 0.00127 | 0.00525 | 0.00087 | 1 | 0 | 167 | 556 | 210 | 0.6 | 1.1 | 764 | Old | Closed | 0 | 0 | 0 | 0 | 0 | FALSE
1318_319_1 | 1318 | TAP145586 | West | West | 115 | 319 | UNKNOWN125415 | 115 | 1 | Closed | 0.00104 | 0.00431 | 0.00071 | 1 | 0 | 167 | 556 | 210 | 0.6 | 0.9 | 765 | Old | Closed | 0 | 0 | 0 | 0 | 0 | FALSE
1319_1378_1 | 1319 | TAP145587 | West | West | 115 | 1378 | TAP161025 | 115 | 1 | Closed | 0.00038 | 0.00157 | 0.00026 | 1 | 0 | 167 | 556 | 210 | 0.3 | 0.3 | 766 | Old | Closed | 0 | 0 | 0 | 0 | 0 | FALSE
1319_316_1 | 1319 | TAP145587 | West | West | 115 | 316 | UNKNOWN125412 | 115 | 1 | Closed | 0.00062 | 0.00258 | 0.00043 | 1 | 0 | 167 | 556 | 210 | 0.5 | 0.5 | 767 | Old | Closed | 0 | 0 | 0 | 0 | 0 | FALSE
132_1250_1 | 132 | UNKNOWN124725 | Central | Central | 230 | 1250 | CANANDAIGUA | 230 | 1 | Closed | 0.00075 | 0.00602 | 0.02297 | 1 | 0 | 453 | 936 | 579 | 4.1 | 5.8 | 768 | Old | Closed | 0 | 0 | 0 | 0 | 0 | FALSE
132_1470_1 | 132 | UNKNOWN124725 | Central | Central | 230 | 1470 | UNKNOWN124725 | 115 | 1 | Closed | 0.00149 | 0.0623 | 0 | 1 | 0 | 326 | 369 | 423 | 0 | 0 | 769 | Old | Closed | 0 | 0 | 0 | 0 | 0 | FALSE
1320_1321_1 | 1320 | S. RIPLEY | West | West | 230 | 1321 | DUNKIRK | 230 | 1 | Closed | 0.00552 | 0.04438 | 0.16931 | 1 | 0 | 453 | 936 | 579 | 29.3 | 42.8 | 770 | Old | Closed | 0 | 0 | 0 | 0 | 0 | FALSE
1320_1572_1 | 1320 | S. RIPLEY | West | West | 230 | 1572 | S. RIPLEY | 115 | 1 | Closed | 0.00149 | 0.0623 | 0 | 1 | 0 | 326 | 369 | 423 | 0 | 0 | 771 | Old | Closed | 0 | 0 | 0 | 0 | 0 | FALSE
1321_1246_1 | 1321 | DUNKIRK | West | West | 230 | 1246 | GARDENVILLE | 230 | 1 | Closed | 0.00826 | 0.06642 | 0.2534 | 1 | 0 | 453 | 936 | 579 | 38.6 | 64.1 | 772 | Old | Closed | 0 | 0 | 0 | 0 | 0 | FALSE
1321_1246_2 | 1321 | DUNKIRK | West | West | 230 | 1246 | GARDENVILLE | 230 | 2 | Closed | 0.00824 | 0.06626 | 0.25281 | 1 | 0 | 453 | 936 | 579 | 38.6 | 64 | 773 | Old | Closed | 0 | 0 | 0 | 0 | 0 | FALSE
1321_1573_1 | 1321 | DUNKIRK | West | West | 230 | 1573 | DUNKIRK | 115 | 1 | Closed | 0.00149 | 0.0623 | 0 | 1 | 0 | 326 | 369 | 423 | 0 | 0 | 774 | Old | Closed | 0 | 0 | 0 | 0 | 0 | FALSE
1322_1371_1 | 1322 | BRIGHAM RD | West | West | 115 | 1371 | TAP160989 | 115 | 1 | Closed | 0.00121 | 0.00499 | 0.00083 | 1 | 0 | 167 | 556 | 210 | 0.7 | 1 | 775 | Old | Closed | 0 | 0 | 0 | 0 | 0 | FALSE
1323_1326_1 | 1323 | TAP146129 | West | West | 115 | 1326 | TAP146137 | 115 | 1 | Closed | 0.00141 | 0.00582 | 0.00096 | 1 | 0 | 167 | 556 | 210 | 0.9 | 1.2 | 776 | Old | Closed | 0 | 0 | 0 | 0 | 0 | FALSE
1323_1327_1 | 1323 | TAP146129 | West | West | 115 | 1327 | TAP146140 | 115 | 1 | Closed | 1e-05 | 5e-05 | 1e-05 | 1 | 0 | 167 | 556 | 210 | 0 | 0 | 777 | Old | Closed | 0 | 0 | 0 | 0 | 0 | FALSE
1323_134_1 | 1323 | TAP146129 | West | West | 115 | 134 | ANGOLA | 115 | 1 | Closed | 0.02754 | 0.11386 | 0.01885 | 1 | 0 | 167 | 556 | 210 | 17.8 | 22.9 | 778 | Old | Closed | 0 | 0 | 0 | 0 | 0 | FALSE
1323_1416_1 | 1323 | TAP146129 | West | West | 115 | 1416 | TAP161767 | 115 | 1 | Closed | 0.00141 | 0.00585 | 0.00097 | 1 | 0 | 167 | 556 | 210 | 0.9 | 1.2 | 779 | Old | Closed | 0 | 0 | 0 | 0 | 0 | FALSE
1323_68_1 | 1323 | TAP146129 | West | West | 115 | 68 | SILVER CREEK | 115 | 1 | Closed | 0.01272 | 0.05258 | 0.00871 | 1 | 0 | 167 | 556 | 210 | 8 | 10.6 | 780 | Old | Closed | 0 | 0 | 0 | 0 | 0 | FALSE
1325_1370_1 | 1325 | TAP146136 | West | West | 115 | 1370 | TAP160988 | 115 | 1 | Closed | 0.00049 | 0.00203 | 0.00034 | 1 | 0 | 167 | 556 | 210 | 0.3 | 0.4 | 781 | Old | Closed | 0 | 0 | 0 | 0 | 0 | FALSE
1325_72_1 | 1325 | TAP146136 | West | West | 115 | 72 | UNKNOWN124349 | 115 | 1 | Closed | 8e-05 | 0.00034 | 6e-05 | 1 | 0 | 167 | 556 | 210 | 0.1 | 0.1 | 782 | Old | Closed | 0 | 0 | 0 | 0 | 0 | FALSE
1325_73_1 | 1325 | TAP146136 | West | West | 115 | 73 | LUDIUM | 115 | 1 | Closed | 0.00036 | 0.0015 | 0.00025 | 1 | 0 | 167 | 556 | 210 | 0.2 | 0.3 | 783 | Old | Closed | 0 | 0 | 0 | 0 | 0 | FALSE
1326_74_1 | 1326 | TAP146137 | West | West | 115 | 74 | BENNETT RD | 115 | 1 | Closed | 0.0015 | 0.00621 | 0.00103 | 1 | 0 | 167 | 556 | 210 | 0.8 | 1.2 | 784 | Old | Closed | 0 | 0 | 0 | 0 | 0 | FALSE
1327_1324_1 | 1327 | TAP146140 | West | West | 115 | 1324 | UNKNOWN146130 | 115 | 1 | Closed | 0.00046 | 0.00189 | 0.00031 | 1 | 0 | 167 | 556 | 210 | 0.4 | 0.4 | 785 | Old | Closed | 0 | 0 | 0 | 0 | 0 | FALSE
1327_1324_2 | 1327 | TAP146140 | West | West | 115 | 1324 | UNKNOWN146130 | 115 | 2 | Closed | 0.00046 | 0.00189 | 0.00031 | 1 | 0 | 167 | 556 | 210 | 0.4 | 0.4 | 786 | Old | Closed | 0 | 0 | 0 | 0 | 0 | FALSE
1327_1573_1 | 1327 | TAP146140 | West | West | 115 | 1573 | DUNKIRK | 115 | 1 | Closed | 0.00742 | 0.03069 | 0.00508 | 1 | 0 | 167 | 556 | 210 | 2.9 | 6.2 | 787 | Old | Closed | 0 | 0 | 0 | 0 | 0 | FALSE
1327_1573_2 | 1327 | TAP146140 | West | West | 115 | 1573 | DUNKIRK | 115 | 2 | Closed | 0.00742 | 0.0307 | 0.00508 | 1 | 0 | 167 | 556 | 210 | 2.9 | 6.2 | 788 | Old | Closed | 0 | 0 | 0 | 0 | 0 | FALSE
1328_1275_1 | 1328 | TAP155784 | West | West | 115 | 1275 | SALAMANCA/ROCHESTER ST | 115 | 1 | Closed | 0.00117 | 0.00485 | 0.0008 | 1 | 0 | 167 | 556 | 210 | 0.9 | 1 | 789 | Old | Closed | 0 | 0 | 0 | 0 | 0 | FALSE
1328_1339_1 | 1328 | TAP155784 | West | West | 115 | 1339 | TAP156235 | 115 | 1 | Closed | 0.00196 | 0.00811 | 0.00134 | 1 | 0 | 167 | 556 | 210 | 1.3 | 1.6 | 790 | Old | Closed | 0 | 0 | 0 | 0 | 0 | FALSE
1328_42_1 | 1328 | TAP155784 | West | West | 115 | 42 | UNKNOWN124228 | 115 | 1 | Closed | 0.02099 | 0.08681 | 0.01438 | 1 | 0 | 167 | 556 | 210 | 13.4 | 17.5 | 791 | Old | Closed | 0 | 0 | 0 | 0 | 0 | FALSE
1329_1275_1 | 1329 | TAP155785 | West | West | 115 | 1275 | SALAMANCA/ROCHESTER ST | 115 | 1 | Closed | 0.00117 | 0.00482 | 0.0008 | 1 | 0 | 167 | 556 | 210 | 0.9 | 1 | 792 | Old | Closed | 0 | 0 | 0 | 0 | 0 | FALSE
1329_1340_1 | 1329 | TAP155785 | West | West | 115 | 1340 | TAP156236 | 115 | 1 | Closed | 0.00194 | 0.00802 | 0.00133 | 1 | 0 | 167 | 556 | 210 | 1.2 | 1.6 | 793 | Old | Closed | 0 | 0 | 0 | 0 | 0 | FALSE
1329_42_1 | 1329 | TAP155785 | West | West | 115 | 42 | UNKNOWN124228 | 115 | 1 | Closed | 0.021 | 0.08682 | 0.01438 | 1 | 0 | 167 | 556 | 210 | 13.4 | 17.5 | 794 | Old | Closed | 0 | 0 | 0 | 0 | 0 | FALSE
1331_69_1 | 1331 | TAP155787 | West | West | 115 | 69 | FALCONER | 115 | 1 | Closed | 0.00079 | 0.00329 | 0.00054 | 1 | 0 | 167 | 556 | 210 | 0.5 | 0.7 | 795 | Old | Closed | 0 | 0 | 0 | 0 | 0 | FALSE
1331_70_1 | 1331 | TAP155787 | West | West | 115 | 70 | UNKNOWN124347 | 115 | 1 | Closed | 5e-05 | 0.00019 | 3e-05 | 1 | 0 | 167 | 556 | 210 | 0 | 0 | 796 | Old | Closed | 0 | 0 | 0 | 0 | 0 | FALSE
1332_69_1 | 1332 | TAP155788 | West | West | 115 | 69 | FALCONER | 115 | 1 | Closed | 0.00081 | 0.00336 | 0.00056 | 1 | 0 | 167 | 556 | 210 | 0.5 | 0.7 | 797 | Old | Closed | 0 | 0 | 0 | 0 | 0 | FALSE
1332_70_1 | 1332 | TAP155788 | West | West | 115 | 70 | UNKNOWN124347 | 115 | 1 | Closed | 4e-05 | 0.00017 | 3e-05 | 1 | 0 | 167 | 556 | 210 | 0 | 0 | 798 | Old | Closed | 0 | 0 | 0 | 0 | 0 | FALSE
1335_101_1 | 1335 | TAP155791 | West | West | 115 | 101 | UNKNOWN124626 | 115 | 1 | Closed | 0.00015 | 0.00063 | 0.0001 | 1 | 0 | 167 | 556 | 210 | 0 | 0.1 | 799 | Old | Closed | 0 | 0 | 0 | 0 | 0 | FALSE
1335_236_1 | 1335 | TAP155791 | West | West | 115 | 236 | BATAVIA | 115 | 1 | Closed | 0.02283 | 0.09442 | 0.01564 | 1 | 0 | 167 | 556 | 210 | 14 | 19 | 800 | Old | Closed | 0 | 0 | 0 | 0 | 0 | FALSE
1335_269_1 | 1335 | TAP155791 | West | West | 115 | 269 | LOCKPORT | 115 | 1 | Closed | 0.03084 | 0.12751 | 0.02111 | 1 | 0 | 167 | 556 | 210 | 15.7 | 25.6 | 801 | Old | Closed | 0 | 0 | 0 | 0 | 0 | FALSE
1336_101_1 | 1336 | TAP155792 | West | West | 115 | 101 | UNKNOWN124626 | 115 | 1 | Closed | 6e-05 | 0.00025 | 4e-05 | 1 | 0 | 167 | 556 | 210 | 0 | 0 | 802 | Old | Closed | 0 | 0 | 0 | 0 | 0 | FALSE
1336_102_1 | 1336 | TAP155792 | West | West | 115 | 102 | N AKRON | 115 | 1 | Closed | 0.00011 | 0.00046 | 8e-05 | 1 | 0 | 167 | 556 | 210 | 0.1 | 0.1 | 803 | Old | Closed | 0 | 0 | 0 | 0 | 0 | FALSE
1336_236_1 | 1336 | TAP155792 | West | West | 115 | 236 | BATAVIA | 115 | 1 | Closed | 0.02283 | 0.09442 | 0.01564 | 1 | 0 | 167 | 556 | 210 | 14 | 19 | 804 | Old | Closed | 0 | 0 | 0 | 0 | 0 | FALSE
1338_1331_1 | 1338 | TAP156234 | West | West | 115 | 1331 | TAP155787 | 115 | 1 | Closed | 0.02095 | 0.08662 | 0.01434 | 1 | 0 | 167 | 556 | 210 | 12.9 | 17.4 | 805 | Old | Closed | 0 | 0 | 0 | 0 | 0 | FALSE
1338_1337_1 | 1338 | TAP156234 | West | West | 115 | 1337 | TAP156233 | 115 | 1 | Closed | 0.00048 | 0.002 | 0.00033 | 1 | 0 | 167 | 556 | 210 | 0.4 | 0.4 | 806 | Old | Closed | 0 | 0 | 0 | 0 | 0 | FALSE
1338_1339_1 | 1338 | TAP156234 | West | West | 115 | 1339 | TAP156235 | 115 | 1 | Closed | 0.02041 | 0.08438 | 0.01397 | 1 | 0 | 167 | 556 | 210 | 12.1 | 17 | 807 | Old | Closed | 0 | 0 | 0 | 0 | 0 | FALSE
1339_1276_1 | 1339 | TAP156235 | West | West | 115 | 1276 | SALAMANCA/FRANK ST | 115 | 1 | Closed | 0.00013 | 0.00053 | 9e-05 | 1 | 0 | 167 | 556 | 210 | 0.1 | 0.1 | 808 | Old | Closed | 0 | 0 | 0 | 0 | 0 | FALSE
134_288_1 | 134 | ANGOLA | West | West | 115 | 288 | UNKNOWN125356 | 115 | 1 | Closed | 0.0025 | 0.01032 | 0.00171 | 1 | 0 | 167 | 556 | 210 | 1.6 | 2.1 | 809 | Old | Closed | 0 | 0 | 0 | 0 | 0 | FALSE
1340_1276_1 | 1340 | TAP156236 | West | West | 115 | 1276 | SALAMANCA/FRANK ST | 115 | 1 | Closed | 0.00015 | 0.00062 | 0.0001 | 1 | 0 | 167 | 556 | 210 | 0.1 | 0.1 | 810 | Old | Closed | 0 | 0 | 0 | 0 | 0 | FALSE
1342_1341_1 | 1342 | TAP156238 | West | West | 115 | 1341 | TAP156237 | 115 | 1 | Closed | 0.00574 | 0.02372 | 0.00393 | 1 | 0 | 167 | 556 | 210 | 3.6 | 4.8 | 811 | Old | Closed | 0 | 0 | 0 | 0 | 0 | FALSE
1343_1277_1 | 1343 | TAP156239 | West | West | 115 | 1277 | UNKNOWN145174 | 115 | 1 | Closed | 0.0059 | 0.02441 | 0.00404 | 1 | 0 | 167 | 556 | 210 | 3 | 4.9 | 812 | Old | Closed | 0 | 0 | 0 | 0 | 0 | FALSE
1343_311_1 | 1343 | TAP156239 | West | West | 115 | 311 | NORTH BROADWAY | 115 | 1 | Closed | 0.00103 | 0.00425 | 0.0007 | 1 | 0 | 167 | 556 | 210 | 0.7 | 0.9 | 813 | Old | Closed | 0 | 0 | 0 | 0 | 0 | FALSE
1343_321_1 | 1343 | TAP156239 | West | West | 115 | 321 | CALSPAN | 115 | 1 | Closed | 0.00139 | 0.00577 | 0.00095 | 1 | 0 | 167 | 556 | 210 | 1.1 | 1.2 | 814 | Old | Closed | 0 | 0 | 0 | 0 | 0 | FALSE
1344_1284_1 | 1344 | TAP156240 | West | West | 115 | 1284 | TAP145201 | 115 | 1 | Closed | 0.00176 | 0.00729 | 0.00121 | 1 | 0 | 167 | 556 | 210 | 1.5 | 1.5 | 815 | Old | Closed | 0 | 0 | 0 | 0 | 0 | FALSE
1344_303_1 | 1344 | TAP156240 | West | West | 115 | 303 | UNKNOWN125373 | 115 | 1 | Closed | 0.00115 | 0.00475 | 0.00079 | 1 | 0 | 167 | 556 | 210 | 0.9 | 1 | 816 | Old | Closed | 0 | 0 | 0 | 0 | 0 | FALSE
1344_305_1 | 1344 | TAP156240 | West | West | 115 | 305 | UNKNOWN125375 | 115 | 1 | Closed | 6e-05 | 0.00025 | 4e-05 | 1 | 0 | 167 | 556 | 210 | 0 | 0 | 817 | Old | Closed | 0 | 0 | 0 | 0 | 0 | FALSE
1346_1283_1 | 1346 | TAP156242 | West | West | 115 | 1283 | TAP145200 | 115 | 1 | Closed | 0.00176 | 0.00727 | 0.0012 | 1 | 0 | 167 | 556 | 210 | 1.4 | 1.5 | 818 | Old | Closed | 0 | 0 | 0 | 0 | 0 | FALSE
1346_307_1 | 1346 | TAP156242 | West | West | 115 | 307 | STATION 54 | 115 | 1 | Closed | 3e-05 | 0.00012 | 2e-05 | 1 | 0 | 167 | 556 | 210 | 0 | 0 | 819 | Old | Closed | 0 | 0 | 0 | 0 | 0 | FALSE
1346_309_1 | 1346 | TAP156242 | West | West | 115 | 309 | STATION 140 | 115 | 1 | Closed | 0.00274 | 0.01134 | 0.00188 | 1 | 0 | 167 | 556 | 210 | 2.2 | 2.3 | 820 | Old | Closed | 0 | 0 | 0 | 0 | 0 | FALSE
1347_1284_1 | 1347 | TAP156243 | West | West | 115 | 1284 | TAP145201 | 115 | 1 | Closed | 0.00179 | 0.0074 | 0.00123 | 1 | 0 | 167 | 556 | 210 | 1.5 | 1.5 | 821 | Old | Closed | 0 | 0 | 0 | 0 | 0 | FALSE
1347_307_1 | 1347 | TAP156243 | West | West | 115 | 307 | STATION 54 | 115 | 1 | Closed | 2e-05 | 0.0001 | 2e-05 | 1 | 0 | 167 | 556 | 210 | 0 | 0 | 822 | Old | Closed | 0 | 0 | 0 | 0 | 0 | FALSE
1347_309_1 | 1347 | TAP156243 | West | West | 115 | 309 | STATION 140 | 115 | 1 | Closed | 0.00273 | 0.01127 | 0.00187 | 1 | 0 | 167 | 556 | 210 | 2.2 | 2.3 | 823 | Old | Closed | 0 | 0 | 0 | 0 | 0 | FALSE
1348_1474_1 | 1348 | TAP156244 | West | West | 115 | 1474 | NEW GARDENVILLE | 115 | 1 | Closed | 0.01342 | 0.0555 | 0.00919 | 1 | 0 | 167 | 556 | 210 | 9.9 | 11.2 | 824 | Old | Closed | 0 | 0 | 0 | 0 | 0 | FALSE
1348_1476_1 | 1348 | TAP156244 | West | West | 115 | 1476 | CAMPUS | 115 | 1 | Closed | 0.00031 | 0.0013 | 0.00022 | 1 | 0 | 167 | 556 | 210 | 0.2 | 0.3 | 825 | Old | Closed | 0 | 0 | 0 | 0 | 0 | FALSE
1348_256_1 | 1348 | TAP156244 | West | West | 115 | 256 | UNKNOWN125293 | 115 | 1 | Closed | 0.01885 | 0.07795 | 0.01291 | 1 | 0 | 167 | 556 | 210 | 11 | 15.7 | 826 | Old | Closed | 0 | 0 | 0 | 0 | 0 | FALSE
1349_1319_1 | 1349 | TAP156245 | West | West | 115 | 1319 | TAP145587 | 115 | 1 | Closed | 0.00252 | 0.01042 | 0.00173 | 1 | 0 | 167 | 556 | 210 | 1.4 | 2.1 | 827 | Old | Closed | 0 | 0 | 0 | 0 | 0 | FALSE
1349_1566_1 | 1349 | TAP156245 | West | West | 115 | 1566 | HUNTLEY | 115 | 1 | Closed | 0.00178 | 0.00735 | 0.00122 | 1 | 0 | 167 | 556 | 210 | 1.1 | 1.5 | 828 | Old | Closed | 0 | 0 | 0 | 0 | 0 | FALSE
135_1368_1 | 135 | SPRINGVILLE | West | West | 115 | 1368 | TAP160986 | 115 | 1 | Closed | 0.00012 | 0.0005 | 8e-05 | 1 | 0 | 167 | 556 | 210 | 0.1 | 0.1 | 829 | Old | Closed | 0 | 0 | 0 | 0 | 0 | FALSE
135_1369_1 | 135 | SPRINGVILLE | West | West | 115 | 1369 | TAP160987 | 115 | 1 | Closed | 9e-05 | 0.00036 | 6e-05 | 1 | 0 | 167 | 556 | 210 | 0.1 | 0.1 | 830 | Old | Closed | 0 | 0 | 0 | 0 | 0 | FALSE
1350_1435_1 | 1350 | TAP156246 | West | West | 115 | 1435 | TAP166952 | 115 | 1 | Closed | 0.00142 | 0.00586 | 0.00097 | 1 | 0 | 167 | 556 | 210 | 0.9 | 1.2 | 831 | Old | Closed | 0 | 0 | 0 | 0 | 0 | FALSE
1350_319_1 | 1350 | TAP156246 | West | West | 115 | 319 | UNKNOWN125415 | 115 | 1 | Closed | 0.00096 | 0.00397 | 0.00066 | 1 | 0 | 167 | 556 | 210 | 0.5 | 0.8 | 832 | Old | Closed | 0 | 0 | 0 | 0 | 0 | FALSE
1351_1393_1 | 1351 | TAP156247 | Capital | Capital | 115 | 1393 | TAP161120 | 115 | 1 | Closed | 0.00455 | 0.01881 | 0.00311 | 1 | 0 | 167 | 556 | 210 | 2.8 | 3.8 | 833 | Old | Closed | 0 | 0 | 0 | 0 | 0 | FALSE
1351_706_1 | 1351 | TAP156247 | Capital | Capital | 115 | 706 | MAPLEWOOD | 115 | 1 | Closed | 0.00213 | 0.0088 | 0.00146 | 1 | 0 | 167 | 556 | 210 | 1.6 | 1.8 | 834 | Old | Closed | 0 | 0 | 0 | 0 | 0 | FALSE
1351_730_1 | 1351 | TAP156247 | Capital | Capital | 115 | 730 | UNKNOWN135891 | 115 | 1 | Closed | 0.00073 | 0.00302 | 0.0005 | 1 | 0 | 167 | 556 | 210 | 0.5 | 0.6 | 835 | Old | Closed | 0 | 0 | 0 | 0 | 0 | FALSE
1352_1443_1 | 1352 | TAP156248 | Capital | Capital | 115 | 1443 | TAP167232 | 115 | 1 | Closed | 0.00492 | 0.02037 | 0.00337 | 1 | 0 | 167 | 556 | 210 | 2.7 | 4.1 | 836 | Old | Closed | 0 | 0 | 0 | 0 | 0 | FALSE
1352_706_1 | 1352 | TAP156248 | Capital | Capital | 115 | 706 | MAPLEWOOD | 115 | 1 | Closed | 0.00213 | 0.00883 | 0.00146 | 1 | 0 | 167 | 556 | 210 | 1.6 | 1.8 | 837 | Old | Closed | 0 | 0 | 0 | 0 | 0 | FALSE
1352_730_1 | 1352 | TAP156248 | Capital | Capital | 115 | 730 | UNKNOWN135891 | 115 | 1 | Closed | 0.00074 | 0.00305 | 0.00051 | 1 | 0 | 167 | 556 | 210 | 0.5 | 0.6 | 838 | Old | Closed | 0 | 0 | 0 | 0 | 0 | FALSE
1353_391_N | 1353 | LEVITT | Mohawk Valley | Mohawk Valley | 115 | 391 | TURIN | 115 | N | Closed | 0.00375 | 0.0225 | 0.00375 | 1 | 0 | 167 | 556 | 210 | 4.5 | 4.5 | 839 | Old | Closed | 0 | 0 | 0 | 0 | 0 | FALSE
1354_1396_1 | 1354 | CAMDEN WIRE | Mohawk Valley | Mohawk Valley | 115 | 1396 | TAP161165 | 115 | 1 | Closed | 0.00099 | 0.00409 | 0.00068 | 1 | 0 | 167 | 556 | 210 | 0.5 | 0.8 | 840 | Old | Closed | 0 | 0 | 0 | 0 | 0 | FALSE
1356_1519_1 | 1356 | UNKNOWN158122 | Hudson Valley | Hudson Valley | 345 | 1519 | RAMAPO | 345 | 1 | Closed | 0.00046 | 0.00707 | 0.18274 | 1 | 0 | 1216 | 2454 | 1804 | 12.1 | 17.8 | 841 | Old | Closed | 0 | 0 | 0 | 0 | 0 | FALSE
1356_1574_1 | 1356 | UNKNOWN158122 | Hudson Valley | Hudson Valley | 345 | 1574 | UNKNOWN158122 | 138 | 1 | Closed | 0.00124 | 0.0559 | 0 | 1 | 0 | 500 | 500 | 500 | 0 | 0 | 842 | Old | Closed | 0 | 0 | 0 | 0 | 0 | FALSE
1357_1372_1 | 1357 | TAP158328 | West | West | 115 | 1372 | TAP161013 | 115 | 1 | Closed | 0.00796 | 0.03291 | 0.00545 | 1 | 0 | 167 | 556 | 210 | 4.8 | 6.6 | 843 | Old | Closed | 0 | 0 | 0 | 0 | 0 | FALSE
1357_1451_1 | 1357 | TAP158328 | West | West | 115 | 1451 | TAP172056 | 115 | 1 | Closed | 0.00932 | 0.03853 | 0.00638 | 1 | 0 | 222 | 556 | 244 | 3.9 | 7.7 | 844 | Old | Closed | 0 | 0 | 0 | 55 | 34 | TRUE
1357_277_1 | 1357 | TAP158328 | West | West | 115 | 277 | SANBORN | 115 | 1 | Closed | 2e-05 | 9e-05 | 1e-05 | 1 | 0 | 211 | 556 | 235 | 0 | 0 | 845 | Old | Closed | 0 | 0 | 0 | 44 | 25 | TRUE
1358_269_1 | 1358 | TAP158329 | West | West | 115 | 269 | LOCKPORT | 115 | 1 | Closed | 0.00655 | 0.0271 | 0.00449 | 1 | 0 | 167 | 556 | 210 | 4.6 | 5.5 | 846 | Old | Closed | 0 | 0 | 0 | 0 | 0 | FALSE
1358_272_1 | 1358 | TAP158329 | West | West | 115 | 272 | UNKNOWN125340 | 115 | 1 | Closed | 8e-05 | 0.00035 | 6e-05 | 1 | 0 | 167 | 556 | 210 | 0 | 0.1 | 847 | Old | Closed | 0 | 0 | 0 | 0 | 0 | FALSE
1359_104_1 | 1359 | TAP158330 | West | West | 115 | 104 | TONAWANDA | 115 | 1 | Closed | 0.0043 | 0.01777 | 0.00294 | 1 | 0 | 167 | 556 | 210 | 2.3 | 3.6 | 848 | Old | Closed | 0 | 0 | 0 | 0 | 0 | FALSE
1359_105_1 | 1359 | TAP158330 | West | West | 115 | 105 | GETZVILLE | 115 | 1 | Closed | 0.0031 | 0.01282 | 0.00212 | 1 | 0 | 167 | 556 | 210 | 2.6 | 2.6 | 849 | Old | Closed | 0 | 0 | 0 | 0 | 0 | FALSE
1359_1280_1 | 1359 | TAP158330 | West | West | 115 | 1280 | STATION 138 | 115 | 1 | Closed | 0.00225 | 0.00929 | 0.00154 | 1 | 0 | 167 | 556 | 210 | 1.9 | 1.9 | 850 | Old | Closed | 0 | 0 | 0 | 0 | 0 | FALSE
136_1367_1 | 136 | COBBLE HILL | West | West | 115 | 1367 | TAP160985 | 115 | 1 | Closed | 0.00109 | 0.00451 | 0.00075 | 1 | 0 | 167 | 556 | 210 | 0.5 | 0.9 | 851 | Old | Closed | 0 | 0 | 0 | 0 | 0 | FALSE
1369_1367_1 | 1369 | TAP160987 | West | West | 115 | 1367 | TAP160985 | 115 | 1 | Closed | 0.01188 | 0.04911 | 0.00813 | 1 | 0 | 167 | 556 | 210 | 8.2 | 9.9 | 852 | Old | Closed | 0 | 0 | 0 | 0 | 0 | FALSE
137_159_1 | 137 | BIG TREE | West | West | 115 | 159 | DAVIS RD | 115 | 1 | Closed | 0.01801 | 0.07447 | 0.01233 | 1 | 0 | 167 | 556 | 210 | 5.6 | 15 | 853 | Old | Closed | 0 | 0 | 0 | 0 | 0 | FALSE
1370_1371_1 | 1370 | TAP160988 | West | West | 115 | 1371 | TAP160989 | 115 | 1 | Closed | 9e-05 | 0.00036 | 6e-05 | 1 | 0 | 167 | 556 | 210 | 0 | 0.1 | 854 | Old | Closed | 0 | 0 | 0 | 0 | 0 | FALSE
1371_1363_1 | 1371 | TAP160989 | West | West | 115 | 1363 | TAP160977 | 115 | 1 | Closed | 0.00012 | 0.00048 | 8e-05 | 1 | 0 | 167 | 556 | 210 | 0.1 | 0.1 | 855 | Old | Closed | 0 | 0 | 0 | 0 | 0 | FALSE
1374_1377_1 | 1374 | TAP161015 | West | West | 115 | 1377 | TAP161018 | 115 | 1 | Closed | 0.00013 | 0.00055 | 9e-05 | 1 | 0 | 167 | 556 | 210 | 0.1 | 0.1 | 856 | Old | Closed | 0 | 0 | 0 | 0 | 0 | FALSE
1374_1446_1 | 1374 | TAP161015 | West | West | 115 | 1446 | DEADEND172051 | 115 | 1 | Closed | 0.00344 | 0.01422 | 0.00235 | 1 | 0 | 167 | 556 | 210 | 2.8 | 2.9 | 857 | Old | Closed | 0 | 0 | 0 | 0 | 0 | FALSE
1375_1376_1 | 1375 | TAP161016 | West | West | 115 | 1376 | TAP161017 | 115 | 1 | Closed | 0.00013 | 0.00056 | 9e-05 | 1 | 0 | 167 | 556 | 210 | 0.1 | 0.1 | 858 | Old | Closed | 0 | 0 | 0 | 0 | 0 | FALSE
1375_1447_1 | 1375 | TAP161016 | West | West | 115 | 1447 | DEADEND172052 | 115 | 1 | Closed | 0.00344 | 0.01422 | 0.00235 | 1 | 0 | 167 | 556 | 210 | 2.8 | 2.9 | 859 | Old | Closed | 0 | 0 | 0 | 0 | 0 | FALSE
1376_1436_1 | 1376 | TAP161017 | West | West | 115 | 1436 | TAP166953 | 115 | 1 | Closed | 0.00125 | 0.00519 | 0.00086 | 1 | 0 | 167 | 556 | 210 | 1.1 | 1 | 860 | Old | Closed | 0 | 0 | 0 | 0 | 0 | FALSE
1377_1378_N | 1377 | TAP161018 | West | West | 115 | 1378 | TAP161025 | 115 | N | Closed | 0.0096 | 0.0433 | 0.00562 | 1 | 0 | 145 | 151 | 185 | 7.5 | 7.7 | 861 | Old | Closed | 0 | 0 | 0 | 0 | 0 | FALSE
1377_1437_1 | 1377 | TAP161018 | West | West | 115 | 1437 | DEADEND166954 | 115 | 1 | Closed | 0.0013 | 0.00538 | 0.00089 | 1 | 0 | 167 | 556 | 210 | 1.1 | 1.1 | 862 | Old | Closed | 0 | 0 | 0 | 0 | 0 | FALSE
1379_1380_1 | 1379 | ALABAMA SWITCH | West | West | 115 | 1380 | TAP161058 | 115 | 1 | Closed | 2e-05 | 8e-05 | 1e-05 | 1 | 0 | 167 | 556 | 210 | 0 | 0 | 863 | Old | Closed | 0 | 0 | 0 | 0 | 0 | FALSE
1381_1382_1 | 1381 | TAP161059 | Genesse | Genesse | 115 | 1382 | TAP161060 | 115 | 1 | Closed | 3e-05 | 0.00013 | 2e-05 | 1 | 0 | 167 | 556 | 210 | 0 | 0 | 864 | Old | Closed | 0 | 0 | 0 | 0 | 0 | FALSE
1383_1251_1 | 1383 | UNKNOWN161076 | West | West | 230 | 1251 | MEYER | 230 | 1 | Closed | 0.00338 | 0.02715 | 0.10357 | 1 | 0 | 453 | 936 | 579 | 17.8 | 26.2 | 865 | Old | Closed | 0 | 0 | 0 | 0 | 0 | FALSE
1383_1307_1 | 1383 | UNKNOWN161076 | West | West | 230 | 1307 | WETHERSFIELD | 230 | 1 | Closed | 0.00212 | 0.01704 | 0.06502 | 1 | 0 | 453 | 936 | 579 | 10 | 16.4 | 866 | Old | Closed | 0 | 0 | 0 | 0 | 0 | FALSE
1383_1575_1 | 1383 | UNKNOWN161076 | West | West | 230 | 1575 | UNKNOWN161076 | 115 | 1 | Closed | 0.00149 | 0.0623 | 0 | 1 | 0 | 326 | 369 | 423 | 0 | 0 | 867 | Old | Closed | 0 | 0 | 0 | 0 | 0 | FALSE
1387_1388_1 | 1387 | UNKNOWN161084 | West | West | 115 | 1388 | TAP161087 | 115 | 1 | Closed | 7e-05 | 0.00027 | 4e-05 | 1 | 0 | 167 | 556 | 210 | 0 | 0.1 | 868 | Old | Closed | 0 | 0 | 0 | 0 | 0 | FALSE
1387_1389_1 | 1387 | UNKNOWN161084 | West | West | 115 | 1389 | TAP161088 | 115 | 1 | Closed | 5e-05 | 0.00021 | 3e-05 | 1 | 0 | 167 | 556 | 210 | 0 | 0 | 869 | Old | Closed | 0 | 0 | 0 | 0 | 0 | FALSE
1389_1334_1 | 1389 | TAP161088 | West | West | 115 | 1334 | TAP155790 | 115 | 1 | Closed | 0.00568 | 0.02348 | 0.00389 | 1 | 0 | 167 | 556 | 210 | 3 | 4.7 | 870 | Old | Closed | 0 | 0 | 0 | 0 | 0 | FALSE
139_140_1 | 139 | PERRY #162 | West | West | 115 | 140 | SOUTH PERRY | 115 | 1 | Closed | 9e-05 | 0.00037 | 6e-05 | 1 | 0 | 220 | 556 | 242 | 0.1 | 0.1 | 871 | Old | Closed | 0 | 0 | 0 | 53 | 32 | TRUE
1393_1443_1 | 1393 | TAP161120 | Capital | Capital | 115 | 1443 | TAP167232 | 115 | 1 | Closed | 0.00038 | 0.00156 | 0.00026 | 1 | 0 | 167 | 556 | 210 | 0.2 | 0.3 | 872 | Old | Closed | 0 | 0 | 0 | 0 | 0 | FALSE
14_460_1 | 14 | UNKNOWN124143 | Mohawk Valley | Mohawk Valley | 115 | 460 | UNKNOWN127642 | 115 | 1 | Closed | 0.00143 | 0.0059 | 0.00098 | 1 | 0 | 167 | 556 | 210 | 0.5 | 1.2 | 873 | Old | Closed | 0 | 0 | 0 | 0 | 0 | FALSE
140_1471_1 | 140 | SOUTH PERRY | West | West | 115 | 1471 | SOUTH PERRY | 69 | 1 | Closed | 0.0032 | 0.1644 | 0 | 1 | 0 | 125 | 145 | 170 | 0 | 0 | 874 | Old | Closed | 0 | 0 | 0 | 0 | 0 | FALSE
1400_1440_1 | 1400 | TAP161181 | Central | Central | 115 | 1440 | DEADEND167224 | 115 | 1 | Closed | 0.01066 | 0.04407 | 0.0073 | 1 | 0 | 167 | 556 | 210 | 4.6 | 8.9 | 875 | Old | Closed | 0 | 0 | 0 | 0 | 0 | FALSE
1402_1408_1 | 1402 | RISER161217 | Genesse | Genesse | 115 | 1408 | RISER161223 | 115 | 1 | Closed | 0.00056 | 0.00234 | 0.00039 | 1 | 0 | 250 | 556 | 275 | 0.4 | 0.5 | 876 | Old | Closed | 0 | 0 | 0 | 83 | 65 | TRUE
1403_1406_1 | 1403 | RISER161218 | Genesse | Genesse | 115 | 1406 | RISER161221 | 115 | 1 | Closed | 0.00056 | 0.00232 | 0.00038 | 1 | 0 | 167 | 556 | 210 | 0.4 | 0.5 | 877 | Old | Closed | 0 | 0 | 0 | 0 | 0 | FALSE
1404_1407_1 | 1404 | RISER161219 | Genesse | Genesse | 115 | 1407 | RISER161222 | 115 | 1 | Closed | 0.00056 | 0.00233 | 0.00039 | 1 | 0 | 167 | 556 | 210 | 0.4 | 0.5 | 878 | Old | Closed | 0 | 0 | 0 | 0 | 0 | FALSE
1409_1410_1 | 1409 | RISER161224 | Genesse | Genesse | 115 | 1410 | RISER161225 | 115 | 1 | Closed | 0.00045 | 0.00186 | 0.00031 | 1 | 0 | 167 | 556 | 210 | 0.3 | 0.4 | 879 | Old | Closed | 0 | 0 | 0 | 0 | 0 | FALSE
141_139_1 | 141 | UNKNOWN124745 | West | West | 115 | 139 | PERRY #162 | 115 | 1 | Closed | 0.00978 | 0.04046 | 0.0067 | 1 | 0 | 167 | 556 | 210 | 5.6 | 8.1 | 880 | Old | Closed | 0 | 0 | 0 | 0 | 0 | FALSE
141_142_1 | 141 | UNKNOWN124745 | West | West | 115 | 142 | UNKNOWN124746 | 115 | 1 | Closed | 0.00202 | 0.00836 | 0.00138 | 1 | 0 | 167 | 556 | 210 | 1.6 | 1.7 | 881 | Old | Closed | 0 | 0 | 0 | 0 | 0 | FALSE
1411_1361_1 | 1411 | TAP161258 | Capital | Capital | 115 | 1361 | SODEMAN | 115 | 1 | Closed | 3e-05 | 0.00014 | 2e-05 | 1 | 0 | 167 | 556 | 210 | 0 | 0 | 882 | Old | Closed | 0 | 0 | 0 | 0 | 0 | FALSE
1412_1361_1 | 1412 | TAP161259 | Capital | Capital | 115 | 1361 | SODEMAN | 115 | 1 | Closed | 6e-05 | 0.00025 | 4e-05 | 1 | 0 | 167 | 556 | 210 | 0 | 0 | 883 | Old | Closed | 0 | 0 | 0 | 0 | 0 | FALSE
1412_1362_1 | 1412 | TAP161259 | Capital | Capital | 115 | 1362 | LASHER | 115 | 1 | Closed | 0.00797 | 0.03295 | 0.00546 | 1 | 0 | 167 | 556 | 210 | 6.5 | 6.6 | 884 | Old | Closed | 0 | 0 | 0 | 0 | 0 | FALSE
1413_1576_1 | 1413 | FIVE MILE | West | West | 345 | 1576 | FIVE MILE | 115 | 1 | Closed | 0.0006 | 0.0524 | 0 | 1 | 0 | 417 | 518 | 599 | 0 | 0 | 885 | Old | Closed | 0 | 0 | 0 | 0 | 0 | FALSE
1419_1423_1 | 1419 | TAP162546 | Hudson Valley | Hudson Valley | 69 | 1423 | UNKNOWN163661 | 69 | 1 | Closed | 0.00033 | 0.00074 | 1e-05 | 1 | 0 | 96 | 250 | 123 | 0 | 0 | 886 | Old | Closed | 0 | 0 | 0 | 0 | 0 | FALSE
142_1_1 | 142 | UNKNOWN124746 | West | Genesse | 115 | 1 | MORTIMER | 115 | 1 | Closed | 0.03889 | 0.16081 | 0.02663 | 1 | 0 | 167 | 556 | 210 | 26.3 | 32.3 | 887 | Old | Closed | 0 | 0 | 0 | 0 | 0 | FALSE
142_224_1 | 142 | UNKNOWN124746 | West | West | 115 | 224 | UNKNOWN125162 | 115 | 1 | Closed | 0.00537 | 0.02221 | 0.00368 | 1 | 0 | 167 | 556 | 210 | 2.7 | 4.5 | 888 | Old | Closed | 0 | 0 | 0 | 0 | 0 | FALSE
1420_1418_1 | 1420 | UNKNOWN162548 | Capital | Capital | 115 | 1418 | TAP162100 | 115 | 1 | Closed | 0.00045 | 0.00185 | 0.00031 | 1 | 0 | 167 | 556 | 210 | 0.3 | 0.4 | 889 | Old | Closed | 0 | 0 | 0 | 0 | 0 | FALSE
1421_1422_1 | 1421 | UNKNOWN162549 | Genesse | Genesse | 115 | 1422 | TAP162550 | 115 | 1 | Closed | 5e-05 | 0.0002 | 3e-05 | 1 | 0 | 167 | 556 | 210 | 0 | 0 | 890 | Old | Closed | 0 | 0 | 0 | 0 | 0 | FALSE
1424_1408_1 | 1424 | RISER166921 | Genesse | Genesse | 115 | 1408 | RISER161223 | 115 | 1 | Closed | 0.0018 | 0.007 | 0.0012 | 1 | 0 | 167 | 556 | 210 | 1 | 1.4 | 891 | Old | Closed | 0 | 0 | 0 | 0 | 0 | FALSE
1426_1430_1 | 1426 | DEADEND166943 | West | West | 115 | 1430 | TAP166947 | 115 | 1 | Closed | 0.01422 | 0.05882 | 0.00974 | 1 | 0 | 167 | 556 | 210 | 2.8 | 11.8 | 892 | Old | Closed | 0 | 0 | 0 | 0 | 0 | FALSE
143_1561_1 | 143 | UNKNOWN124747 | West | West | 115 | 1561 | GARDENVILLE | 115 | 1 | Closed | 0.01429 | 0.05911 | 0.00979 | 1 | 0 | 167 | 556 | 210 | 8.6 | 11.9 | 893 | Old | Closed | 0 | 0 | 0 | 0 | 0 | FALSE
143_1563_1 | 143 | UNKNOWN124747 | West | West | 115 | 1563 | STOLLE ROAD | 115 | 1 | Closed | 0.00408 | 0.01686 | 0.00279 | 1 | 0 | 167 | 556 | 210 | 1.9 | 3.4 | 894 | Old | Closed | 0 | 0 | 0 | 0 | 0 | FALSE
1430_1432_1 | 1430 | TAP166947 | West | West | 115 | 1432 | TAP166949 | 115 | 1 | Closed | 0.00137 | 0.00568 | 0.00094 | 1 | 0 | 167 | 556 | 210 | 1.1 | 1.1 | 895 | Old | Closed | 0 | 0 | 0 | 0 | 0 | FALSE
1431_1432_1 | 1431 | TAP166948 | West | West | 115 | 1432 | TAP166949 | 115 | 1 | Closed | 0.00134 | 0.00554 | 0.00092 | 1 | 0 | 167 | 556 | 210 | 1.1 | 1.1 | 896 | Old | Closed | 0 | 0 | 0 | 0 | 0 | FALSE
1431_1451_1 | 1431 | TAP166948 | West | West | 115 | 1451 | TAP172056 | 115 | 1 | Closed | 6e-05 | 0.00024 | 4e-05 | 1 | 0 | 167 | 556 | 210 | 0 | 0 | 897 | Old | Closed | 0 | 0 | 0 | 0 | 0 | FALSE
1434_1433_1 | 1434 | DEADEND166951 | West | West | 115 | 1433 | DEADEND166950 | 115 | 1 | Closed | 1e-05 | 6e-05 | 1e-05 | 1 | 0 | 167 | 556 | 210 | 0 | 0 | 898 | Old | Closed | 0 | 0 | 0 | 0 | 0 | FALSE
144_145_1 | 144 | UNKNOWN124750 | West | West | 115 | 145 | ERIE ST | 115 | 1 | Closed | 0.00391 | 0.01615 | 0.00267 | 1 | 0 | 167 | 556 | 210 | 2.2 | 3.2 | 899 | Old | Closed | 0 | 0 | 0 | 0 | 0 | FALSE
144_1563_1 | 144 | UNKNOWN124750 | West | West | 115 | 1563 | STOLLE ROAD | 115 | 1 | Closed | 0.01071 | 0.0443 | 0.00734 | 1 | 0 | 167 | 556 | 210 | 6.3 | 8.9 | 900 | Old | Closed | 0 | 0 | 0 | 0 | 0 | FALSE
1448_1434_1 | 1448 | DEADEND172053 | West | West | 115 | 1434 | DEADEND166951 | 115 | 1 | Closed | 0.01048 | 0.04335 | 0.00718 | 1 | 0 | 167 | 556 | 210 | 5.7 | 8.7 | 901 | Old | Closed | 0 | 0 | 0 | 0 | 0 | FALSE
145_1341_1 | 145 | ERIE ST | West | West | 115 | 1341 | TAP156237 | 115 | 1 | Closed | 0.00384 | 0.01587 | 0.00263 | 1 | 0 | 167 | 556 | 210 | 2 | 3.2 | 902 | Old | Closed | 0 | 0 | 0 | 0 | 0 | FALSE
145_311_1 | 145 | ERIE ST | West | West | 115 | 311 | NORTH BROADWAY | 115 | 1 | Closed | 0.00597 | 0.0247 | 0.00409 | 1 | 0 | 167 | 556 | 210 | 3.2 | 5 | 903 | Old | Closed | 0 | 0 | 0 | 0 | 0 | FALSE
1453_1454_1 | 1453 | TAP172475 | Mohawk Valley | Mohawk Valley | 115 | 1454 | UNKNOWN172476 | 115 | 1 | Closed | 3e-05 | 0.00012 | 2e-05 | 1 | 0 | 167 | 556 | 210 | 0 | 0 | 904 | Old | Closed | 0 | 0 | 0 | 0 | 0 | FALSE
1456_1457_1 | 1456 | UNKNOWN172523 | NYC | NYC | 138 | 1457 | UNKNOWN172524 | 138 | 1 | Closed | 0 | 2e-05 | 0.00016 | 1 | 0 | 562 | 562 | 562 | 0 | 0 | 905 | Old | Closed | 0 | 0 | 0 | 0 | 0 | FALSE
1459_1460_1 | 1459 | UNKNOWN173532 | Central | Central | 115 | 1460 | TAP173533 | 115 | 1 | Closed | 0.00101 | 0.00419 | 0.00069 | 1 | 0 | 167 | 556 | 210 | 0.5 | 0.8 | 906 | Old | Closed | 0 | 0 | 0 | 0 | 0 | FALSE
146_1341_1 | 146 | DEPEW | West | West | 115 | 1341 | TAP156237 | 115 | 1 | Closed | 5e-05 | 0.0002 | 3e-05 | 1 | 0 | 167 | 556 | 210 | 0 | 0 | 907 | Old | Closed | 0 | 0 | 0 | 0 | 0 | FALSE
1461_1462_1 | 1461 | TAP173587 | Central | Central | 115 | 1462 | TAP173588 | 115 | 1 | Closed | 0.0001 | 0.00043 | 7e-05 | 1 | 0 | 211 | 211 | 211 | 0.1 | 0.1 | 908 | Old | Closed | 0 | 0 | 0 | 0 | 0 | FALSE
1467_1506_1 | 1467 | UNKNOWN124147 | Long Island | NYC | 69 | 1506 | JAMAICA | 69 | 1 | Closed | 0.012 | 0.15 | 0.004 | 1 | 0 | 150 | 250 | 250 | 10.4 | 12.1 | 909 | Old | Closed | 0 | 0 | 0 | 0 | 0 | FALSE
1467_559_1 | 1467 | UNKNOWN124147 | Long Island | Long Island | 69 | 559 | UNKNOWN129551 | 69 | 1 | Closed | 0.02002 | 0.0455 | 0.00089 | 1 | 0 | 300 | 300 | 300 | 2.8 | 3.1 | 910 | Old | Closed | 0 | 0 | 0 | 0 | 0 | FALSE
1467_559_2 | 1467 | UNKNOWN124147 | Long Island | Long Island | 69 | 559 | UNKNOWN129551 | 69 | 2 | Closed | 0.02001 | 0.0455 | 0.00089 | 1 | 0 | 300 | 300 | 300 | 2.8 | 3.1 | 911 | Old | Closed | 0 | 0 | 0 | 0 | 0 | FALSE
1467_624_1 | 1467 | UNKNOWN124147 | Long Island | Long Island | 69 | 624 | HEWLETT | 69 | 1 | Closed | 0.02348 | 0.05339 | 0.00104 | 1 | 0 | 250 | 250 | 250 | 3.3 | 3.7 | 912 | Old | Closed | 0 | 0 | 0 | 0 | 0 | FALSE
1467_624_2 | 1467 | UNKNOWN124147 | Long Island | Long Island | 69 | 624 | HEWLETT | 69 | 2 | Closed | 0.02348 | 0.05339 | 0.00104 | 1 | 0 | 250 | 250 | 250 | 3.3 | 3.7 | 913 | Old | Closed | 0 | 0 | 0 | 0 | 0 | FALSE
1468_601_1 | 1468 | UNKNOWN124169 | NYC | NYC | 138 | 601 | CORONA | 138 | 1 | Closed | 0.00078 | 0.00387 | 0.02935 | 1 | 0 | 261 | 562 | 432 | 3.4 | 5.3 | 914 | Old | Closed | 0 | 0 | 0 | 0 | 0 | FALSE
1468_601_2 | 1468 | UNKNOWN124169 | NYC | NYC | 138 | 601 | CORONA | 138 | 2 | Closed | 0.00078 | 0.00387 | 0.02935 | 1 | 0 | 261 | 562 | 432 | 3.4 | 5.3 | #N/A | New | Not 2019 | - | - | - | - | - | #VALUE!
1468_601_3 | 1468 | UNKNOWN124169 | NYC | NYC | 138 | 601 | CORONA | 138 | 3 | Closed | 0.00078 | 0.00387 | 0.02935 | 1 | 0 | 261 | 562 | 432 | 3.4 | 5.3 | #N/A | New | Not 2019 | - | - | - | - | - | #VALUE!
1470_1252_1 | 1470 | UNKNOWN124725 | Central | Central | 115 | 1252 | UNKNOWN144087 | 115 | 1 | Closed | 0.00587 | 0.02429 | 0.00402 | 1 | 0 | 167 | 556 | 210 | 4.3 | 4.9 | 915 | Old | Closed | 0 | 0 | 0 | 0 | 0 | FALSE
1473_1289_1 | 1473 | LAPEER | Central | Central | 115 | 1289 | ETNA | 115 | 1 | Closed | 0.02335 | 0.09655 | 0.01599 | 1 | 0 | 167 | 556 | 210 | 14.5 | 19.4 | 916 | Old | Closed | 0 | 0 | 0 | 0 | 0 | FALSE
1473_1289_2 | 1473 | LAPEER | Central | Central | 115 | 1289 | ETNA | 115 | 2 | Closed | 0.02348 | 0.09711 | 0.01608 | 1 | 0 | 167 | 556 | 210 | 14.5 | 19.5 | 917 | Old | Closed | 0 | 0 | 0 | 0 | 0 | FALSE
1474_1277_1 | 1474 | NEW GARDENVILLE | West | West | 115 | 1277 | UNKNOWN145174 | 115 | 1 | Closed | 0.00315 | 0.01303 | 0.00216 | 1 | 0 | 167 | 556 | 210 | 2.6 | 2.6 | 918 | Old | Closed | 0 | 0 | 0 | 0 | 0 | FALSE
1474_1345_1 | 1474 | NEW GARDENVILLE | West | West | 115 | 1345 | TAP156241 | 115 | 1 | Closed | 0.00548 | 0.02264 | 0.00375 | 1 | 0 | 167 | 556 | 210 | 4.6 | 4.6 | 919 | Old | Closed | 0 | 0 | 0 | 0 | 0 | FALSE
1474_1367_1 | 1474 | NEW GARDENVILLE | West | West | 115 | 1367 | TAP160985 | 115 | 1 | Closed | 0.02058 | 0.08511 | 0.01409 | 1 | 0 | 167 | 556 | 210 | 16 | 17.1 | 920 | Old | Closed | 0 | 0 | 0 | 0 | 0 | FALSE
1474_300_1 | 1474 | NEW GARDENVILLE | West | West | 115 | 300 | UNKNOWN125370 | 115 | 1 | Closed | 0.00792 | 0.03274 | 0.00542 | 1 | 0 | 167 | 556 | 210 | 5.1 | 6.6 | 921 | Old | Closed | 0 | 0 | 0 | 0 | 0 | FALSE
1474_302_1 | 1474 | NEW GARDENVILLE | West | West | 115 | 302 | UNKNOWN125372 | 115 | 1 | Closed | 0.00429 | 0.01774 | 0.00294 | 1 | 0 | 167 | 556 | 210 | 3.6 | 3.6 | 922 | Old | Closed | 0 | 0 | 0 | 0 | 0 | FALSE
1474_320_1 | 1474 | NEW GARDENVILLE | West | West | 115 | 320 | UNKNOWN125417 | 115 | 1 | Closed | 0.00733 | 0.03031 | 0.00502 | 1 | 0 | 167 | 556 | 210 | 2.9 | 6.1 | 923 | Old | Closed | 0 | 0 | 0 | 0 | 0 | FALSE
1477_1256_1 | 1477 | ELBRIDGE | Central | Central | 115 | 1256 | HAMILTON RD | 115 | 1 | Closed | 0.00659 | 0.02723 | 0.00451 | 1 | 0 | 167 | 556 | 210 | 3.9 | 5.5 | 924 | Old | Closed | 0 | 0 | 0 | 0 | 0 | FALSE
1477_1384_1 | 1477 | ELBRIDGE | Central | Central | 115 | 1384 | RISER161081 | 115 | 1 | Closed | 0.00032 | 0.00131 | 0.00022 | 1 | 0 | 167 | 556 | 210 | 0.2 | 0.3 | 925 | Old | Closed | 0 | 0 | 0 | 0 | 0 | FALSE
1477_1385_1 | 1477 | ELBRIDGE | Central | Central | 115 | 1385 | RISER161082 | 115 | 1 | Closed | 0.00023 | 0.00095 | 0.00016 | 1 | 0 | 167 | 556 | 210 | 0.2 | 0.2 | 926 | Old | Closed | 0 | 0 | 0 | 0 | 0 | FALSE
1477_1386_1 | 1477 | ELBRIDGE | Central | Central | 115 | 1386 | TAP161083 | 115 | 1 | Closed | 0.01606 | 0.0664 | 0.011 | 1 | 0 | 167 | 556 | 210 | 9.9 | 13.4 | 927 | Old | Closed | 0 | 0 | 0 | 0 | 0 | FALSE
1477_1458_1 | 1477 | ELBRIDGE | Central | Genesse | 115 | 1458 | TAP173329 | 115 | 1 | Closed | 0.07209 | 0.29811 | 0.04936 | 1 | 0 | 167 | 556 | 210 | 43.8 | 59.9 | 928 | Old | Closed | 0 | 0 | 0 | 0 | 0 | FALSE
148_1289_1 | 148 | UNKNOWN124826 | Central | Central | 115 | 1289 | ETNA | 115 | 1 | Closed | 0.00648 | 0.02678 | 0.00443 | 1 | 0 | 167 | 556 | 210 | 3.9 | 5.4 | 929 | Old | Closed | 0 | 0 | 0 | 0 | 0 | FALSE
1482_639_1 | 1482 | UNKNOWN128280 | Hudson Valley | Hudson Valley | 69 | 639 | NORTH CATSKILL | 69 | 1 | Closed | 0.00028 | 0.00064 | 1e-05 | 1 | 0 | 96 | 250 | 123 | 0 | 0 | 930 | Old | Closed | 0 | 0 | 0 | 0 | 0 | FALSE
1482_639_2 | 1482 | UNKNOWN128280 | Hudson Valley | Hudson Valley | 69 | 639 | NORTH CATSKILL | 69 | 2 | Closed | 0.00028 | 0.00064 | 1e-05 | 1 | 0 | 96 | 250 | 123 | 0 | 0 | 931 | Old | Closed | 0 | 0 | 0 | 0 | 0 | FALSE
1482_828_1 | 1482 | UNKNOWN128280 | Hudson Valley | Hudson Valley | 69 | 828 | UNKNOWN136148 | 69 | 1 | Closed | 0.0544 | 0.12367 | 0.00242 | 1 | 0 | 96 | 250 | 123 | 8.4 | 8.5 | 932 | Old | Closed | 0 | 0 | 0 | 0 | 0 | FALSE
1483_640_1 | 1483 | UNKNOWN128942 | Hudson Valley | Hudson Valley | 69 | 640 | LAWRENCEVILLE | 69 | 1 | Closed | 0.10419 | 0.23687 | 0.00463 | 1 | 0 | 96 | 250 | 123 | 14.7 | 16.4 | 933 | Old | Closed | 0 | 0 | 0 | 0 | 0 | FALSE
1484_782_1 | 1484 | UNKNOWN129008 | Hudson Valley | Hudson Valley | 69 | 782 | UNKNOWN136024 | 69 | 1 | Closed | 0.11315 | 0.25724 | 0.00503 | 1 | 0 | 96 | 250 | 123 | 16 | 17.8 | 934 | Old | Closed | 0 | 0 | 0 | 0 | 0 | FALSE
1487_649_1 | 1487 | UNKNOWN129084 | Hudson Valley | Hudson Valley | 115 | 649 | REYNOLDS HILL | 115 | 1 | Closed | 0.01011 | 0.0418 | 0.00692 | 1 | 0 | 556 | 556 | 556 | 5.9 | 8.4 | 935 | Old | Closed | 0 | 0 | 0 | 0 | 0 | FALSE
1487_652_1 | 1487 | UNKNOWN129084 | Hudson Valley | Hudson Valley | 115 | 652 | MANCHESTER | 115 | 1 | Closed | 0.00754 | 0.03118 | 0.00516 | 1 | 0 | 216 | 216 | 260 | 4.3 | 6.3 | 936 | Old | Closed | 0 | 0 | 0 | 0 | 0 | FALSE
1487_675_1 | 1487 | UNKNOWN129084 | Hudson Valley | Capital | 115 | 675 | TAP135715 | 115 | 1 | Closed | 0.04312 | 0.17829 | 0.02952 | 1 | 0 | 167 | 556 | 210 | 34.9 | 35.8 | 937 | Old | Closed | 0 | 0 | 0 | 0 | 0 | FALSE
1488_539_1 | 1488 | SHOEMAKER | Hudson Valley | Hudson Valley | 69 | 539 | UNKNOWN129103 | 69 | 1 | Closed | 0.02226 | 0.05061 | 0.00099 | 1 | 0 | 96 | 250 | 123 | 2.4 | 3.5 | 938 | Old | Closed | 0 | 0 | 0 | 0 | 0 | FALSE
1488_758_1 | 1488 | SHOEMAKER | Hudson Valley | Hudson Valley | 69 | 758 | UNKNOWN135955 | 69 | 1 | Closed | 0.03109 | 0.07067 | 0.00138 | 1 | 0 | 96 | 250 | 123 | 3.5 | 4.9 | 939 | Old | Closed | 0 | 0 | 0 | 0 | 0 | FALSE
1489_606_1 | 1489 | UNKNOWN129197 | Long Island | Long Island | 69 | 606 | EASTPORT | 69 | 1 | Closed | 0.04939 | 0.11228 | 0.0022 | 1 | 0 | 96 | 250 | 123 | 6.4 | 7.8 | 940 | Old | Closed | 0 | 0 | 0 | 0 | 0 | FALSE
1489_739_1 | 1489 | UNKNOWN129197 | Long Island | Long Island | 69 | 739 | CANAL | 69 | 1 | Closed | 0.09925 | 0.22564 | 0.00441 | 1 | 0 | 300 | 300 | 300 | 10.4 | 15.6 | 941 | Old | Closed | 0 | 0 | 0 | 0 | 0 | FALSE
1489_739_2 | 1489 | UNKNOWN129197 | Long Island | Long Island | 69 | 739 | CANAL | 69 | 2 | Closed | 0.09925 | 0.22564 | 0.00441 | 1 | 0 | 300 | 300 | 300 | 10.4 | 15.6 | 942 | Old | Closed | 0 | 0 | 0 | 0 | 0 | FALSE
1489_740_1 | 1489 | UNKNOWN129197 | Long Island | Long Island | 69 | 740 | TIANA | 69 | 1 | Closed | 0.08095 | 0.18402 | 0.0036 | 1 | 0 | 250 | 250 | 250 | 8.6 | 12.7 | 943 | Old | Closed | 0 | 0 | 0 | 0 | 0 | FALSE
1489_740_2 | 1489 | UNKNOWN129197 | Long Island | Long Island | 69 | 740 | TIANA | 69 | 2 | Closed | 0.08095 | 0.18402 | 0.0036 | 1 | 0 | 250 | 250 | 250 | 8.6 | 12.7 | 944 | Old | Closed | 0 | 0 | 0 | 0 | 0 | FALSE
149_1289_1 | 149 | UNKNOWN124827 | Central | Central | 115 | 1289 | ETNA | 115 | 1 | Closed | 0.01092 | 0.04517 | 0.00748 | 1 | 0 | 167 | 556 | 210 | 5.8 | 9.1 | 945 | Old | Closed | 0 | 0 | 0 | 0 | 0 | FALSE
1490_1155_1 | 1490 | UNKNOWN129212 | Long Island | Long Island | 69 | 1155 | MOUNT SINAI | 69 | 1 | Closed | 0.0305 | 0.06934 | 0.00136 | 1 | 0 | 96 | 250 | 123 | 2.9 | 4.8 | 946 | Old | Closed | 0 | 0 | 0 | 0 | 0 | FALSE
1490_1156_1 | 1490 | UNKNOWN129212 | Long Island | Long Island | 69 | 1156 | TERRYVILLE | 69 | 1 | Closed | 0.02178 | 0.04951 | 0.00097 | 1 | 0 | 96 | 250 | 123 | 3.4 | 3.4 | 947 | Old | Closed | 0 | 0 | 0 | 0 | 0 | FALSE
1492_609_1 | 1492 | UNKNOWN129500 | Long Island | Long Island | 69 | 609 | HOLTSVILLE MGU | 69 | 1 | Closed | 0.00183 | 0.00416 | 8e-05 | 1 | 0 | 96 | 250 | 123 | 0.3 | 0.3 | 948 | Old | Closed | 0 | 0 | 0 | 0 | 0 | FALSE
1492_609_2 | 1492 | UNKNOWN129500 | Long Island | Long Island | 69 | 609 | HOLTSVILLE MGU | 69 | 2 | Closed | 0.00174 | 0.00395 | 8e-05 | 1 | 0 | 96 | 250 | 123 | 0.3 | 0.3 | 949 | Old | Closed | 0 | 0 | 0 | 0 | 0 | FALSE
1492_609_3 | 1492 | UNKNOWN129500 | Long Island | Long Island | 69 | 609 | HOLTSVILLE MGU | 69 | 3 | Closed | 0.00173 | 0.00393 | 8e-05 | 1 | 0 | 96 | 250 | 123 | 0.3 | 0.3 | 950 | Old | Closed | 0 | 0 | 0 | 0 | 0 | FALSE
1492_609_4 | 1492 | UNKNOWN129500 | Long Island | Long Island | 69 | 609 | HOLTSVILLE MGU | 69 | 4 | Closed | 0.00298 | 0.00677 | 0.00013 | 1 | 0 | 96 | 250 | 123 | 0.3 | 0.5 | 951 | Old | Closed | 0 | 0 | 0 | 0 | 0 | FALSE
1493_597_1 | 1493 | EAST ASTORIA | NYC | NYC | 138 | 597 | NORTH QUEENS | 138 | 1 | Closed | 6e-05 | 0.00029 | 0.00217 | 1 | 0 | 562 | 562 | 562 | 0.2 | 0.4 | 952 | Old | Closed | 0 | 0 | 0 | 0 | 0 | FALSE
1493_597_2 | 1493 | EAST ASTORIA | NYC | NYC | 138 | 597 | NORTH QUEENS | 138 | 2 | Closed | 6e-05 | 0.00029 | 0.00217 | 1 | 0 | 562 | 562 | 562 | 0.2 | 0.4 | 953 | Old | Closed | 0 | 0 | 0 | 0 | 0 | FALSE
1493_597_3 | 1493 | EAST ASTORIA | NYC | NYC | 138 | 597 | NORTH QUEENS | 138 | 3 | Closed | 6e-05 | 0.00029 | 0.00217 | 1 | 0 | 562 | 562 | 562 | 0.2 | 0.4 | #N/A | New | Not 2019 | - | - | - | - | - | #VALUE!
1493_597_W | 1493 | EAST ASTORIA | NYC | NYC | 138 | 597 | NORTH QUEENS | 138 | W | Closed | 6e-05 | 0.00029 | 0.00217 | 1 | 0 | 562 | 562 | 562 | 0.2 | 0.4 | #N/A | New | Not 2019 | - | - | - | - | - | #VALUE!
1493_601_1 | 1493 | EAST ASTORIA | NYC | NYC | 138 | 601 | CORONA | 138 | 1 | Closed | 0.0008 | 0.00401 | 0.03037 | 1 | 0 | 562 | 562 | 562 | 3.7 | 5.5 | 954 | Old | Closed | 0 | 0 | 0 | 0 | 0 | FALSE
1493_601_2 | 1493 | EAST ASTORIA | NYC | NYC | 138 | 601 | CORONA | 138 | 2 | Closed | 0.0008 | 0.00401 | 0.03037 | 1 | 0 | 562 | 562 | 562 | 3.7 | 5.5 | 955 | Old | Closed | 0 | 0 | 0 | 0 | 0 | FALSE
1493_601_3 | 1493 | EAST ASTORIA | NYC | NYC | 138 | 601 | CORONA | 138 | 3 | Closed | 0.0008 | 0.00401 | 0.03037 | 1 | 0 | 562 | 562 | 562 | 3.7 | 5.5 | 956 | Old | Closed | 0 | 0 | 0 | 0 | 0 | FALSE
1493_601_4 | 1493 | EAST ASTORIA | NYC | NYC | 138 | 601 | CORONA | 138 | 4 | Closed | 0.0008 | 0.00401 | 0.03037 | 1 | 0 | 562 | 562 | 562 | 3.7 | 5.5 | 957 | Old | Closed | 0 | 0 | 0 | 0 | 0 | FALSE
1494_1497_1 | 1494 | SHORE RD | Long Island | Long Island | 69 | 1497 | EAST GARDEN CITY | 69 | 1 | Closed | 0.00126 | 0.09541 | 0.00243 | 1 | 0 | 150 | 249 | 190 | 7.3 | 7.5 | #N/A | New | Not 2019 | - | - | - | - | - | #VALUE!
1494_1497_2 | 1494 | SHORE RD | Long Island | Long Island | 69 | 1497 | EAST GARDEN CITY | 69 | 2 | Closed | 0.00126 | 0.09541 | 0.00243 | 1 | 0 | 150 | 249 | 190 | 7.3 | 7.5 | #N/A | New | Not 2019 | - | - | - | - | - | #VALUE!
1494_1497_3 | 1494 | SHORE RD | Long Island | Long Island | 69 | 1497 | EAST GARDEN CITY | 69 | 3 | Closed | 0.00126 | 0.09541 | 0.00243 | 1 | 0 | 150 | 249 | 190 | 7.3 | 7.5 | #N/A | New | Not 2019 | - | - | - | - | - | #VALUE!
1494_1506_1 | 1494 | SHORE RD | Long Island | NYC | 69 | 1506 | JAMAICA | 69 | 1 | Closed | 0.00321 | 0.0125 | 0.0553 | 1 | 0 | 249 | 249 | 275 | 12.8 | 13 | #N/A | New | Not 2019 | - | - | - | - | - | #VALUE!
1494_1506_2 | 1494 | SHORE RD | Long Island | NYC | 69 | 1506 | JAMAICA | 69 | 2 | Closed | 0.00321 | 0.0125 | 0.0553 | 1 | 0 | 249 | 249 | 275 | 12.8 | 13 | #N/A | New | Not 2019 | - | - | - | - | - | #VALUE!
1494_1506_3 | 1494 | SHORE RD | Long Island | NYC | 69 | 1506 | JAMAICA | 69 | 3 | Closed | 0.00321 | 0.0125 | 0.0553 | 1 | 0 | 249 | 249 | 275 | 12.8 | 13 | #N/A | New | Not 2019 | - | - | - | - | - | #VALUE!
1495_591_1 | 1495 | NEWBRIDGE ROAD | Long Island | Long Island | 69 | 591 | LEVITTOWN | 69 | 1 | Closed | 0.0203 | 0.04616 | 0.0009 | 1 | 0 | 250 | 250 | 250 | 2.5 | 3.2 | 958 | Old | Closed | 0 | 0 | 0 | 0 | 0 | FALSE
1495_591_2 | 1495 | NEWBRIDGE ROAD | Long Island | Long Island | 69 | 591 | LEVITTOWN | 69 | 2 | Closed | 0.0203 | 0.04616 | 0.0009 | 1 | 0 | 250 | 250 | 250 | 2.5 | 3.2 | 959 | Old | Closed | 0 | 0 | 0 | 0 | 0 | FALSE
1495_843_1 | 1495 | NEWBRIDGE ROAD | Long Island | Long Island | 69 | 843 | BETHPAGE | 69 | 1 | Closed | 0.03415 | 0.08 | 0.00152 | 1 | 0 | 200 | 250 | 200 | 4.2 | 5.4 | 960 | Old | Closed | 0 | 0 | 0 | 0 | 0 | FALSE
1496_842_1 | 1496 | NEWBRIDGE ROAD | Long Island | Long Island | 138 | 842 | RULAND ROAD | 138 | 1 | Closed | 0.00192 | 0.035 | 0.009 | 1 | 0 | 400 | 562 | 432 | 6.8 | 8.8 | 961 | Old | Closed | 0 | 0 | 0 | 0 | 0 | FALSE
1496_842_2 | 1496 | NEWBRIDGE ROAD | Long Island | Long Island | 138 | 842 | RULAND ROAD | 138 | 2 | Closed | 0.00191 | 0.0345 | 0.009 | 1 | 0 | 400 | 562 | 432 | 6.8 | 8.7 | 962 | Old | Closed | 0 | 0 | 0 | 0 | 0 | FALSE
1496_842_3 | 1496 | NEWBRIDGE ROAD | Long Island | Long Island | 138 | 842 | RULAND ROAD | 138 | 3 | Closed | 0.00191 | 0.0345 | 0.009 | 1 | 0 | 400 | 562 | 432 | 6.8 | 8.7 | 963 | Old | Closed | 0 | 0 | 0 | 0 | 0 | FALSE
1496_842_4 | 1496 | NEWBRIDGE ROAD | Long Island | Long Island | 138 | 842 | RULAND ROAD | 138 | 4 | Closed | 0.00192 | 0.035 | 0.009 | 1 | 0 | 400 | 562 | 432 | 6.8 | 8.8 | 964 | Old | Closed | 0 | 0 | 0 | 0 | 0 | FALSE
1497_1506_1 | 1497 | EAST GARDEN CITY | Long Island | NYC | 69 | 1506 | JAMAICA | 69 | 1 | Closed | 0.0094 | 0.0509 | 0.0098 | 1 | 0 | 120 | 249 | 153 | 10.9 | 11 | #N/A | New | Not 2019 | - | - | - | - | - | #VALUE!
1497_1506_2 | 1497 | EAST GARDEN CITY | Long Island | NYC | 69 | 1506 | JAMAICA | 69 | 2 | Closed | 0.0094 | 0.0509 | 0.0098 | 1 | 0 | 120 | 249 | 153 | 10.9 | 11 | #N/A | New | Not 2019 | - | - | - | - | - | #VALUE!
1497_1506_3 | 1497 | EAST GARDEN CITY | Long Island | NYC | 69 | 1506 | JAMAICA | 69 | 3 | Closed | 0.0094 | 0.0509 | 0.0098 | 1 | 0 | 120 | 249 | 153 | 10.9 | 11 | #N/A | New | Not 2019 | - | - | - | - | - | #VALUE!
1498_592_1 | 1498 | DUFFY AVENUE CONVERTER STATION | Long Island | Long Island | 69 | 592 | NEW SOUTH ROAD | 69 | 1 | Closed | 0.01624 | 0.03693 | 0.00072 | 1 | 0 | 250 | 250 | 250 | 2.3 | 2.5 | 965 | Old | Closed | 0 | 0 | 0 | 0 | 0 | FALSE
15_402_1 | 15 | UNKNOWN124145 | Mohawk Valley | Mohawk Valley | 115 | 402 | UNKNOWN125638 | 115 | 1 | Closed | 0.0021 | 0.0087 | 0.00144 | 1 | 0 | 167 | 556 | 210 | 1.1 | 1.7 | 966 | Old | Closed | 0 | 0 | 0 | 0 | 0 | FALSE
150_1289_1 | 150 | UNKNOWN124828 | Central | Central | 115 | 1289 | ETNA | 115 | 1 | Closed | 0.00757 | 0.03129 | 0.00518 | 1 | 0 | 167 | 556 | 210 | 4.1 | 6.3 | 967 | Old | Closed | 0 | 0 | 0 | 0 | 0 | FALSE
1500_598_1 | 1500 | DUNWOODIE | Dunwoodie | Long Island | 69 | 598 | GREAT NECK | 69 | 1 | Closed | 0.08984 | 0.20423 | 0.00399 | 1 | 0 | 250 | 250 | 250 | 12.7 | 14.1 | 968 | Old | Closed | 0 | 0 | 0 | 0 | 0 | FALSE
1501_600_1 | 1501 | DUNWOODIE | Dunwoodie | NYC | 138 | 600 | EAST 179TH STREET | 138 | 1 | Closed | 0.00131 | 0.00653 | 0.04945 | 1 | 0 | 562 | 562 | 600 | 6.5 | 8.9 | 969 | Old | Closed | 0 | 0 | 0 | 0 | 38 | TRUE
1501_600_2 | 1501 | DUNWOODIE | Dunwoodie | NYC | 138 | 600 | EAST 179TH STREET | 138 | 2 | Closed | 0.00131 | 0.00653 | 0.04945 | 1 | 0 | 562 | 562 | 600 | 6.5 | 8.9 | 970 | Old | Closed | 0 | 0 | 0 | 0 | 38 | TRUE
1501_600_3 | 1501 | DUNWOODIE | Dunwoodie | NYC | 138 | 600 | EAST 179TH STREET | 138 | 3 | Closed | 0.00131 | 0.00653 | 0.04945 | 1 | 0 | 562 | 562 | 600 | 6.5 | 8.9 | 971 | Old | Closed | 0 | 0 | 0 | 0 | 38 | TRUE
1503_598_1 | 1503 | TREMONT | NYC | Long Island | 69 | 598 | GREAT NECK | 69 | 1 | Closed | 0.05914 | 0.13444 | 0.00263 | 1 | 0 | 250 | 250 | 250 | 8.4 | 9.3 | 972 | Old | Closed | 0 | 0 | 0 | 0 | 0 | FALSE
1504_1153_1 | 1504 | HOLBROOK | Long Island | Long Island | 69 | 1153 | CENTEREACH | 69 | 1 | Closed | 0.01789 | 0.04066 | 0.0008 | 1 | 0 | 96 | 250 | 123 | 2.8 | 2.8 | 973 | Old | Closed | 0 | 0 | 0 | 0 | 0 | FALSE
1504_1156_1 | 1504 | HOLBROOK | Long Island | Long Island | 69 | 1156 | TERRYVILLE | 69 | 1 | Closed | 0.03424 | 0.07783 | 0.00152 | 1 | 0 | 96 | 250 | 123 | 5.4 | 5.4 | 974 | Old | Closed | 0 | 0 | 0 | 0 | 0 | FALSE
1504_1158_1 | 1504 | HOLBROOK | Long Island | Long Island | 69 | 1158 | SMITHTOWN | 69 | 1 | Closed | 0.07977 | 0.18135 | 0.00355 | 1 | 0 | 96 | 250 | 123 | 6.6 | 12.5 | 975 | Old | Closed | 0 | 0 | 0 | 0 | 0 | FALSE
1507_1411_1 | 1507 | ROTTERDAM | Capital | Capital | 115 | 1411 | TAP161258 | 115 | 1 | Closed | 0.02148 | 0.08883 | 0.01471 | 1 | 0 | 167 | 556 | 210 | 17.3 | 17.9 | 976 | Old | Closed | 0 | 0 | 0 | 0 | 0 | FALSE
1507_633_1 | 1507 | ROTTERDAM | Capital | Capital | 115 | 633 | FRONT STREET | 115 | 1 | Closed | 0.00547 | 0.02261 | 0.00374 | 1 | 0 | 167 | 556 | 210 | 2.9 | 4.5 | 977 | Old | Closed | 0 | 0 | 0 | 0 | 0 | FALSE
1507_636_1 | 1507 | ROTTERDAM | Capital | Capital | 115 | 636 | GENERAL ELECTRIC | 115 | 1 | Closed | 0.00354 | 0.01462 | 0.00242 | 1 | 0 | 167 | 556 | 210 | 2.2 | 2.9 | 978 | Old | Closed | 0 | 0 | 0 | 0 | 0 | FALSE
1507_703_1 | 1507 | ROTTERDAM | Capital | Capital | 115 | 703 | CURRY ROAD | 115 | 1 | Closed | 0.01005 | 0.04155 | 0.00688 | 1 | 0 | 167 | 556 | 210 | 5.7 | 8.4 | 979 | Old | Closed | 0 | 0 | 0 | 0 | 0 | FALSE
1508_704_1 | 1508 | EASTOVER | Capital | Capital | 115 | 704 | NORTH TROY | 115 | 1 | Closed | 0.00181 | 0.00747 | 0.00124 | 1 | 0 | 167 | 556 | 210 | 1 | 1.5 | 980 | Old | Closed | 0 | 0 | 0 | 0 | 0 | FALSE
1509_782_1 | 1509 | HURLEY AVENUE | Hudson Valley | Hudson Valley | 69 | 782 | UNKNOWN136024 | 69 | 1 | Closed | 0.05091 | 0.11573 | 0.00226 | 1 | 0 | 96 | 250 | 123 | 7.2 | 8 | 981 | Old | Closed | 0 | 0 | 0 | 0 | 0 | FALSE
1510_647_1 | 1510 | HURLEY AVENUE | Hudson Valley | Hudson Valley | 115 | 647 | OHIOVILLE | 115 | 1 | Closed | 0.01875 | 0.07753 | 0.01284 | 1 | 0 | 167 | 556 | 210 | 13.6 | 15.6 | 982 | Old | Closed | 0 | 0 | 0 | 0 | 0 | FALSE
1514_781_1 | 1514 | SUGARLOAF | Hudson Valley | Hudson Valley | 115 | 781 | ROCK TAVERN (115KV) | 115 | 1 | Closed | 0.01474 | 0.06094 | 0.01009 | 1 | 0 | 238 | 556 | 260 | 11.3 | 12.3 | 983 | Old | Closed | 0 | 0 | 0 | 0 | 0 | FALSE
1517_781_1 | 1517 | ROCK TAVERN | Hudson Valley | Hudson Valley | 115 | 781 | ROCK TAVERN (115KV) | 115 | 1 | Closed | 0.00021 | 0.00088 | 0.00015 | 1 | 0 | 167 | 556 | 210 | 0.1 | 0.2 | 984 | Old | Closed | 0 | 0 | 0 | 0 | 0 | FALSE
1517_781_2 | 1517 | ROCK TAVERN | Hudson Valley | Hudson Valley | 115 | 781 | ROCK TAVERN (115KV) | 115 | 2 | Closed | 0.0002 | 0.00083 | 0.00014 | 1 | 0 | 167 | 556 | 210 | 0.1 | 0.2 | 985 | Old | Closed | 0 | 0 | 0 | 0 | 0 | FALSE
1519_774_1 | 1519 | RAMAPO | Hudson Valley | Hudson Valley | 345 | 774 | LADENTOWN | 345 | 1 | Closed | 0.00018 | 0.00276 | 0.07125 | 1 | 0 | 1216 | 2454 | 1804 | 4.8 | 6.9 | 986 | Old | Closed | 0 | 0 | 0 | 0 | 0 | FALSE
1519_900_1 | 1519 | RAMAPO | Hudson Valley | Millwood | 345 | 900 | BUCHANAN | 345 | 1 | Closed | 0.00054 | 0.00824 | 0.21288 | 1 | 0 | 1725 | 1725 | 2500 | 13.4 | 20.7 | 987 | Old | Closed | 0 | 0 | 0 | 0 | 0 | FALSE
1520_509_N | 1520 | NEW SCOTLAND | Capital | Capital | 115 | 509 | UNKNOWN128275 | 115 | N | Closed | 0.0035 | 0.018 | 0.0028 | 1 | 0 | 556 | 556 | 556 | 3.3 | 3.5 | 988 | Old | Closed | 0 | 0 | 0 | 0 | 0 | FALSE
1521_630_1 | 1521 | NEW SCOTLAND | Capital | Capital | 230 | 630 | ROTTERDAM | 230 | 1 | Closed | 0.00295 | 0.02372 | 0.09048 | 1 | 0 | 453 | 936 | 579 | 15.9 | 22.9 | 989 | Old | Closed | 0 | 0 | 0 | 0 | 0 | FALSE
1522_845_1 | 1522 | RULAND ROAD | Long Island | Long Island | 69 | 845 | SOUTH FARMINGDALE | 69 | 1 | Closed | 0.02105 | 0.04785 | 0.00094 | 1 | 0 | 250 | 250 | 250 | 2.8 | 3.3 | 990 | Old | Closed | 0 | 0 | 0 | 0 | 0 | FALSE
1524_859_1 | 1524 | E. FISHKILL | Hudson Valley | Hudson Valley | 115 | 859 | SHENANDOAH | 115 | 1 | Closed | 0.00256 | 0.01058 | 0.00175 | 1 | 0 | 167 | 556 | 210 | 2 | 2.1 | 991 | Old | Closed | 0 | 0 | 0 | 0 | 0 | FALSE
1526_1401_1 | 1526 | WOOD STREET | Hudson Valley | Hudson Valley | 115 | 1401 | TAP161212 | 115 | 1 | Closed | 0.00141 | 0.00582 | 0.00096 | 1 | 0 | 556 | 556 | 556 | 1 | 1.2 | 992 | Old | Closed | 0 | 0 | 0 | 0 | 0 | FALSE
1526_1401_2 | 1526 | WOOD STREET | Hudson Valley | Hudson Valley | 115 | 1401 | TAP161212 | 115 | 2 | Closed | 0.00141 | 0.00582 | 0.00096 | 1 | 0 | 556 | 556 | 556 | 1 | 1.2 | 993 | Old | Closed | 0 | 0 | 0 | 0 | 0 | FALSE
1526_903_1 | 1526 | WOOD STREET | Hudson Valley | Millwood | 115 | 903 | ARMAWALK | 115 | 1 | Closed | 0.00776 | 0.03208 | 0.00531 | 1 | 0 | 556 | 556 | 556 | 4.9 | 6.4 | 994 | Old | Closed | 0 | 0 | 0 | 0 | 0 | FALSE
1529_1133_1 | 1529 | RAINEY | NYC | NYC | 138 | 1133 | VERNON | 138 | 1 | Closed | 9e-05 | 0.00043 | 0.00325 | 1 | 0 | 562 | 562 | 562 | 0.4 | 0.6 | 995 | Old | Closed | 0 | 0 | 0 | 0 | 0 | FALSE
1529_1133_2 | 1529 | RAINEY | NYC | NYC | 138 | 1133 | VERNON | 138 | 2 | Closed | 9e-05 | 0.00043 | 0.00325 | 1 | 0 | 562 | 562 | 562 | 0.4 | 0.6 | 996 | Old | Closed | 0 | 0 | 0 | 0 | 0 | FALSE
1529_1133_3 | 1529 | RAINEY | NYC | NYC | 138 | 1133 | VERNON | 138 | 3 | Closed | 9e-05 | 0.00043 | 0.00325 | 1 | 0 | 562 | 562 | 562 | 0.4 | 0.6 | 997 | Old | Closed | 0 | 0 | 0 | 0 | 0 | FALSE
1529_1135_1 | 1529 | RAINEY | NYC | NYC | 138 | 1135 | WEST 65TH STREET | 138 | 1 | Closed | 0.00057 | 0.00284 | 0.0215 | 1 | 0 | 562 | 562 | 562 | 2.5 | 3.9 | 998 | Old | Closed | 0 | 0 | 0 | 0 | 0 | FALSE
1529_1135_2 | 1529 | RAINEY | NYC | NYC | 138 | 1135 | WEST 65TH STREET | 138 | 2 | Closed | 0.00057 | 0.00284 | 0.0215 | 1 | 0 | 562 | 562 | 562 | 2.5 | 3.9 | 999 | Old | Closed | 0 | 0 | 0 | 0 | 0 | FALSE
1529_1456_1 | 1529 | RAINEY | NYC | NYC | 138 | 1456 | UNKNOWN172523 | 138 | 1 | Closed | 0.00051 | 0.00253 | 0.01917 | 1 | 0 | 562 | 562 | 562 | 2.2 | 3.4 | 1000 | Old | Closed | 0 | 0 | 0 | 0 | 0 | FALSE
1529_1456_2 | 1529 | RAINEY | NYC | NYC | 138 | 1456 | UNKNOWN172523 | 138 | 2 | Closed | 0.00051 | 0.00253 | 0.01917 | 1 | 0 | 562 | 562 | 562 | 2.2 | 3.4 | 1001 | Old | Closed | 0 | 0 | 0 | 0 | 0 | FALSE
1529_1456_3 | 1529 | RAINEY | NYC | NYC | 138 | 1456 | UNKNOWN172523 | 138 | 3 | Closed | 0.00051 | 0.00253 | 0.01917 | 1 | 0 | 562 | 562 | 562 | 2.2 | 3.4 | 1002 | Old | Closed | 0 | 0 | 0 | 0 | 0 | FALSE
1533_1155_1 | 1533 | TAP141008 | Long Island | Long Island | 69 | 1155 | MOUNT SINAI | 69 | 1 | Closed | 0.00017 | 0.00038 | 1e-05 | 1 | 0 | 96 | 250 | 123 | 1.5 | 0 | 1003 | Old | Closed | 0 | 0 | 0 | 0 | 0 | FALSE
1534_1155_1 | 1534 | TAP141009 | Long Island | Long Island | 69 | 1155 | MOUNT SINAI | 69 | 1 | Closed | 0.00016 | 0.00036 | 1e-05 | 1 | 0 | 96 | 250 | 123 | 1.5 | 0 | 1004 | Old | Closed | 0 | 0 | 0 | 0 | 0 | FALSE
1535_1155_1 | 1535 | NORTH SHORE BEACH | Long Island | Long Island | 69 | 1155 | MOUNT SINAI | 69 | 1 | Closed | 0.04945 | 0.11241 | 0.0022 | 1 | 0 | 96 | 250 | 123 | 5.8 | 7.8 | 1005 | Old | Closed | 0 | 0 | 0 | 0 | 0 | FALSE
1539_1168_1 | 1539 | BROOKHAVEN | Long Island | Long Island | 69 | 1168 | UNKNOWN141044 | 69 | 1 | Closed | 0.00672 | 0.01527 | 0.0003 | 1 | 0 | 96 | 250 | 123 | 0.9 | 1.1 | 1006 | Old | Closed | 0 | 0 | 0 | 0 | 0 | FALSE
154_1473_1 | 154 | CORTLAND | Central | Central | 115 | 1473 | LAPEER | 115 | 1 | Closed | 0.01303 | 0.05387 | 0.00892 | 1 | 0 | 167 | 556 | 210 | 10.5 | 10.8 | 1007 | Old | Closed | 0 | 0 | 0 | 0 | 0 | FALSE
154_158_1 | 154 | CORTLAND | Central | Central | 115 | 158 | UNKNOWN124837 | 115 | 1 | Closed | 0.00312 | 0.01931 | 0.00274 | 1 | 0 | 167 | 556 | 210 | 3.4 | 3.6 | 1008 | Old | Closed | 0 | 0 | 0 | 0 | 0 | FALSE
1550_128_1 | 1550 | PANNELL | Genesse | Genesse | 115 | 128 | UNKNOWN124705 | 115 | 1 | Closed | 0.02249 | 0.09302 | 0.0154 | 1 | 0 | 167 | 556 | 210 | 15.3 | 18.7 | 1009 | Old | Closed | 0 | 0 | 0 | 0 | 0 | FALSE
1550_128_2 | 1550 | PANNELL | Genesse | Genesse | 115 | 128 | UNKNOWN124705 | 115 | 2 | Closed | 0.02249 | 0.09302 | 0.0154 | 1 | 0 | 167 | 556 | 210 | 15.3 | 18.7 | 1010 | Old | Closed | 0 | 0 | 0 | 0 | 0 | FALSE
1550_1386_1 | 1550 | PANNELL | Genesse | Central | 115 | 1386 | TAP161083 | 115 | 1 | Closed | 0.07137 | 0.29514 | 0.04887 | 1 | 0 | 167 | 556 | 210 | 40.8 | 59.3 | 1011 | Old | Closed | 0 | 0 | 0 | 0 | 0 | FALSE
1550_216_1 | 1550 | PANNELL | Genesse | Genesse | 115 | 216 | QUAKER #121 | 115 | 1 | Closed | 0.00573 | 0.02368 | 0.00392 | 1 | 0 | 167 | 556 | 210 | 3.2 | 4.8 | 1012 | Old | Closed | 0 | 0 | 0 | 0 | 0 | FALSE
1550_216_2 | 1550 | PANNELL | Genesse | Genesse | 115 | 216 | QUAKER #121 | 115 | 2 | Closed | 0.00587 | 0.02426 | 0.00402 | 1 | 0 | 167 | 556 | 210 | 3.2 | 4.9 | 1013 | Old | Closed | 0 | 0 | 0 | 0 | 0 | FALSE
1558_1219_1 | 1558 | WATERCURE | Central | Central | 230 | 1219 | UNKNOWN141327 | 230 | 1 | Closed | 0.00515 | 0.04135 | 0.15778 | 1 | 0 | 453 | 936 | 579 | 25.9 | 39.9 | 1014 | Old | Closed | 0 | 0 | 0 | 0 | 0 | FALSE
1558_1303_1 | 1558 | WATERCURE | Central | Central | 230 | 1303 | HILLSIDE | 230 | 1 | Closed | 0.00026 | 0.0021 | 0.00802 | 1 | 0 | 453 | 936 | 579 | 1.2 | 2 | 1015 | Old | Closed | 0 | 0 | 0 | 0 | 0 | FALSE
1559_495_1 | 1559 | OAKDALE | Central | Mohawk Valley | 115 | 495 | UNKNOWN128052 | 115 | 1 | Closed | 0.09235 | 0.38187 | 0.06323 | 1 | 0 | 167 | 556 | 210 | 54.9 | 76.8 | 1016 | Old | Closed | 0 | 0 | 0 | 0 | 0 | FALSE
1560_1219_1 | 1560 | OAKDALE | Central | Central | 230 | 1219 | UNKNOWN141327 | 230 | 1 | Closed | 0.00309 | 0.02487 | 0.09487 | 1 | 0 | 453 | 936 | 579 | 14.8 | 24 | 1017 | Old | Closed | 0 | 0 | 0 | 0 | 0 | FALSE
1564_1247_1 | 1564 | STOLLE ROAD | West | West | 230 | 1247 | ROBINSON ROAD | 230 | 1 | Closed | 0.00504 | 0.0405 | 0.15454 | 1 | 0 | 453 | 936 | 579 | 22.1 | 39.1 | 1018 | Old | Closed | 0 | 0 | 0 | 0 | 0 | FALSE
1564_1296_1 | 1564 | STOLLE ROAD | West | West | 230 | 1296 | HIGH SHELDON | 230 | 1 | Closed | 0.00208 | 0.01672 | 0.0638 | 1 | 0 | 453 | 936 | 579 | 9.4 | 16.1 | 1019 | Old | Closed | 0 | 0 | 0 | 0 | 0 | FALSE
1565_53_1 | 1565 | MEYER | West | Central | 115 | 53 | UNKNOWN124253 | 115 | 1 | Closed | 0.0223 | 0.09221 | 0.01527 | 1 | 0 | 167 | 556 | 210 | 12.9 | 18.5 | 1020 | Old | Closed | 0 | 0 | 0 | 0 | 0 | FALSE
1566_1435_1 | 1566 | HUNTLEY | West | West | 115 | 1435 | TAP166952 | 115 | 1 | Closed | 0.00032 | 0.00132 | 0.00022 | 1 | 0 | 167 | 556 | 210 | 0.2 | 0.3 | 1021 | Old | Closed | 0 | 0 | 0 | 0 | 0 | FALSE
1566_255_1 | 1566 | HUNTLEY | West | West | 115 | 255 | UNKNOWN125292 | 115 | 1 | Closed | 0.01383 | 0.05718 | 0.00947 | 1 | 0 | 167 | 556 | 210 | 5.7 | 11.5 | 1022 | Old | Closed | 0 | 0 | 0 | 0 | 0 | FALSE
1567_1222_1 | 1567 | MARCY | Mohawk Valley | Mohawk Valley | 345 | 1222 | COOPERS CORNER | 345 | 1 | Closed | 0.00425 | 0.06486 | 1.6766 | 1 | 0 | 1216 | 2454 | 1804 | 106.8 | 162.9 | 1023 | Old | Closed | 0 | 0 | 0 | 0 | 0 | FALSE
1567_1238_1 | 1567 | MARCY | Mohawk Valley | Central | 345 | 1238 | VOLNEY | 345 | 1 | Closed | 0.00239 | 0.03647 | 0.94285 | 1 | 0 | 1216 | 2454 | 1804 | 58.8 | 91.6 | 1024 | Old | Closed | 0 | 0 | 0 | 0 | 0 | FALSE
1569_1452_1 | 1569 | NIAGARA | West | West | 115 | 1452 | DEADEND172057 | 115 | 1 | Closed | 0.0023 | 0.00951 | 0.00157 | 1 | 0 | 167 | 556 | 210 | 1.5 | 1.9 | 1025 | Old | Closed | 0 | 0 | 0 | 0 | 0 | FALSE
1570_1314_1 | 1570 | NIAGARA | West | West | 230 | 1314 | PACKARD | 230 | 1 | Closed | 0.00059 | 0.00471 | 0.01796 | 1 | 0 | 453 | 936 | 579 | 3 | 4.5 | 1026 | Old | Closed | 0 | 0 | 0 | 0 | 0 | FALSE
1570_1314_2 | 1570 | NIAGARA | West | West | 230 | 1314 | PACKARD | 230 | 2 | Closed | 0.00063 | 0.00506 | 0.0193 | 1 | 0 | 453 | 936 | 579 | 3 | 4.9 | 1027 | Old | Closed | 0 | 0 | 0 | 0 | 0 | FALSE
1570_1314_3 | 1570 | NIAGARA | West | West | 230 | 1314 | PACKARD | 230 | 3 | Closed | 0.00058 | 0.00463 | 0.01765 | 1 | 0 | 453 | 936 | 579 | 3 | 4.5 | 1028 | Old | Closed | 0 | 0 | 0 | 0 | 0 | FALSE
1570_1314_4 | 1570 | NIAGARA | West | West | 230 | 1314 | PACKARD | 230 | 4 | Closed | 0.00063 | 0.0051 | 0.01944 | 1 | 0 | 453 | 936 | 579 | 3 | 4.9 | 1029 | Old | Closed | 0 | 0 | 0 | 0 | 0 | FALSE
1570_1314_5 | 1570 | NIAGARA | West | West | 230 | 1314 | PACKARD | 230 | 5 | Closed | 0.00059 | 0.00474 | 0.0181 | 1 | 0 | 453 | 936 | 579 | 3 | 4.6 | 1030 | Old | Closed | 0 | 0 | 0 | 0 | 0 | FALSE
1570_1314_6 | 1570 | NIAGARA | West | West | 230 | 1314 | PACKARD | 230 | 6 | Closed | 0.00059 | 0.00472 | 0.01799 | 1 | 0 | 453 | 936 | 579 | 3 | 4.6 | 1031 | Old | Closed | 0 | 0 | 0 | 0 | 0 | FALSE
1571_1432_1 | 1571 | PACKARD | West | West | 115 | 1432 | TAP166949 | 115 | 1 | Closed | 0.00025 | 0.00102 | 0.00017 | 1 | 0 | 250 | 556 | 280 | 0.1 | 0.2 | 1032 | Old | Closed | 0 | 0 | 0 | 83 | 70 | TRUE
1573_1363_1 | 1573 | DUNKIRK | West | West | 115 | 1363 | TAP160977 | 115 | 1 | Closed | 0.00217 | 0.00896 | 0.00148 | 1 | 0 | 167 | 556 | 210 | 1.4 | 1.8 | 1033 | Old | Closed | 0 | 0 | 0 | 0 | 0 | FALSE
1573_1370_1 | 1573 | DUNKIRK | West | West | 115 | 1370 | TAP160988 | 115 | 1 | Closed | 0.0023 | 0.00949 | 0.00157 | 1 | 0 | 167 | 556 | 210 | 1.5 | 1.9 | 1034 | Old | Closed | 0 | 0 | 0 | 0 | 0 | FALSE
1575_140_1 | 1575 | UNKNOWN161076 | West | West | 115 | 140 | SOUTH PERRY | 115 | 1 | Closed | 0.0002 | 0.00082 | 0.00014 | 1 | 0 | 167 | 556 | 210 | 0.1 | 0.2 | 1035 | Old | Closed | 0 | 0 | 0 | 0 | 0 | FALSE
159_1563_1 | 159 | DAVIS RD | West | West | 115 | 1563 | STOLLE ROAD | 115 | 1 | Closed | 0.02011 | 0.08315 | 0.01377 | 1 | 0 | 167 | 556 | 210 | 8.9 | 16.7 | 1036 | Old | Closed | 0 | 0 | 0 | 0 | 0 | FALSE
16_1394_1 | 16 | BOONVILLE | Mohawk Valley | Mohawk Valley | 115 | 1394 | TAP161163 | 115 | 1 | Closed | 0.02598 | 0.10743 | 0.01779 | 1 | 0 | 167 | 556 | 210 | 19.1 | 21.6 | 1037 | Old | Closed | 0 | 0 | 0 | 0 | 0 | FALSE
16_391_1 | 16 | BOONVILLE | Mohawk Valley | Mohawk Valley | 115 | 391 | TURIN | 115 | 1 | Closed | 0.02118 | 0.08756 | 0.0145 | 1 | 0 | 167 | 556 | 210 | 16.2 | 17.6 | 1038 | Old | Closed | 0 | 0 | 0 | 0 | 0 | FALSE
161_1445_1 | 161 | UNKNOWN124943 | West | West | 115 | 1445 | UNKNOWN167575 | 115 | 1 | Closed | 0.00041 | 0.00171 | 0.00028 | 1 | 0 | 167 | 556 | 210 | 0.2 | 0.3 | 1039 | Old | Closed | 0 | 0 | 0 | 0 | 0 | FALSE
161_162_1 | 161 | UNKNOWN124943 | West | West | 115 | 162 | UNKNOWN124944 | 115 | 1 | Closed | 0.00059 | 0.00242 | 0.0004 | 1 | 0 | 167 | 556 | 210 | 0.5 | 0.5 | 1040 | Old | Closed | 0 | 0 | 0 | 0 | 0 | FALSE
162_1445_1 | 162 | UNKNOWN124944 | West | West | 115 | 1445 | UNKNOWN167575 | 115 | 1 | Closed | 0.00042 | 0.00175 | 0.00029 | 1 | 0 | 167 | 556 | 210 | 0.3 | 0.4 | 1041 | Old | Closed | 0 | 0 | 0 | 0 | 0 | FALSE
162_163_1 | 162 | UNKNOWN124944 | West | West | 115 | 163 | UNKNOWN124945 | 115 | 1 | Closed | 0.00167 | 0.00691 | 0.00114 | 1 | 0 | 167 | 556 | 210 | 0.8 | 1.4 | 1042 | Old | Closed | 0 | 0 | 0 | 0 | 0 | FALSE
162_163_2 | 162 | UNKNOWN124944 | West | West | 115 | 163 | UNKNOWN124945 | 115 | 2 | Closed | 0.00166 | 0.00688 | 0.00114 | 1 | 0 | 167 | 556 | 210 | 0.8 | 1.4 | 1043 | Old | Closed | 0 | 0 | 0 | 0 | 0 | FALSE
163_1561_1 | 163 | UNKNOWN124945 | West | West | 115 | 1561 | GARDENVILLE | 115 | 1 | Closed | 0.00766 | 0.03168 | 0.00525 | 1 | 0 | 167 | 556 | 210 | 4.8 | 6.4 | 1044 | Old | Closed | 0 | 0 | 0 | 0 | 0 | FALSE
163_164_1 | 163 | UNKNOWN124945 | West | West | 115 | 164 | UNKNOWN124946 | 115 | 1 | Closed | 0.00018 | 0.00076 | 0.00013 | 1 | 0 | 167 | 556 | 210 | 0.1 | 0.2 | 1045 | Old | Closed | 0 | 0 | 0 | 0 | 0 | FALSE
169_171_1 | 169 | UNKNOWN124958 | Central | Central | 115 | 171 | TEAL | 115 | 1 | Closed | 0.00221 | 0.00915 | 0.00152 | 1 | 0 | 167 | 556 | 210 | 1.3 | 1.8 | 1046 | Old | Closed | 0 | 0 | 0 | 0 | 0 | FALSE
17_1467_1 | 17 | UNKNOWN124147 | Long Island | Long Island | 138 | 1467 | UNKNOWN124147 | 69 | 1 | Closed | 0.00302 | 0.10864 | 0 | 1 | 0 | 500 | 500 | 500 | 0 | 0 | 1047 | Old | Closed | 0 | 0 | 0 | 0 | 0 | FALSE
17_1467_2 | 17 | UNKNOWN124147 | Long Island | Long Island | 138 | 1467 | UNKNOWN124147 | 69 | 2 | Closed | 0.00302 | 0.10864 | 0 | 1 | 0 | 500 | 500 | 500 | 0 | 0 | 1048 | Old | Closed | 0 | 0 | 0 | 0 | 0 | FALSE
17_628_N1 | 17 | UNKNOWN124147 | Long Island | NYC | 138 | 628 | JAMAICA | 138 | N1 | Closed | 0.0017 | 0.0085 | 0.064 | 1 | 0 | 300 | 300 | 330 | 10.4 | 11.5 | 1049 | Old | Closed | 0 | 0 | 0 | 0 | 0 | FALSE
17_628_N2 | 17 | UNKNOWN124147 | Long Island | NYC | 138 | 628 | JAMAICA | 138 | N2 | Closed | 0.0017 | 0.0085 | 0.064 | 1 | 0 | 300 | 300 | 330 | 10.4 | 11.5 | 1050 | Old | Closed | 0 | 0 | 0 | 0 | 0 | FALSE
170_171_1 | 170 | UNKNOWN124959 | Central | Central | 115 | 171 | TEAL | 115 | 1 | Closed | 0.00027 | 0.00112 | 0.00019 | 1 | 0 | 167 | 556 | 210 | 0.1 | 0.2 | 1051 | Old | Closed | 0 | 0 | 0 | 0 | 0 | FALSE
171_1295_1 | 171 | TEAL | Central | Central | 115 | 1295 | ASH STREET STATION 223 | 115 | 1 | Closed | 0.00453 | 0.01875 | 0.0031 | 1 | 0 | 167 | 556 | 210 | 2.7 | 3.8 | 1052 | Old | Closed | 0 | 0 | 0 | 0 | 0 | FALSE
173_1266_1 | 173 | WOODARD | Central | Central | 115 | 1266 | UNKNOWN145003 | 115 | 1 | Closed | 0.00111 | 0.0046 | 0.00076 | 1 | 0 | 167 | 556 | 210 | 0.6 | 0.9 | 1053 | Old | Closed | 0 | 0 | 0 | 0 | 0 | FALSE
176_1399_1 | 176 | UNKNOWN124965 | Central | Central | 115 | 1399 | TAP161180 | 115 | 1 | Closed | 0.00012 | 0.0005 | 8e-05 | 1 | 0 | 167 | 556 | 210 | 0.1 | 0.1 | 1054 | Old | Closed | 0 | 0 | 0 | 0 | 0 | FALSE
176_1400_1 | 176 | UNKNOWN124965 | Central | Central | 115 | 1400 | TAP161181 | 115 | 1 | Closed | 0.0001 | 0.00039 | 7e-05 | 1 | 0 | 167 | 556 | 210 | 0.1 | 0.1 | 1055 | Old | Closed | 0 | 0 | 0 | 0 | 0 | FALSE
177_334_1 | 177 | UNKNOWN124966 | Central | Central | 115 | 334 | UNKNOWN125437 | 115 | 1 | Closed | 0.00102 | 0.00423 | 0.0007 | 1 | 0 | 167 | 556 | 210 | 0.6 | 0.9 | 1056 | Old | Closed | 0 | 0 | 0 | 0 | 0 | FALSE
178_1397_1 | 178 | UNKNOWN124968 | Central | Central | 115 | 1397 | TAP161178 | 115 | 1 | Closed | 0.00019 | 0.00078 | 0.00013 | 1 | 0 | 167 | 556 | 210 | 0.1 | 0.2 | 1057 | Old | Closed | 0 | 0 | 0 | 0 | 0 | FALSE
178_1398_1 | 178 | UNKNOWN124968 | Central | Central | 115 | 1398 | TAP161179 | 115 | 1 | Closed | 3e-05 | 0.00012 | 2e-05 | 1 | 0 | 167 | 556 | 210 | 0 | 0 | 1058 | Old | Closed | 0 | 0 | 0 | 0 | 0 | FALSE
178_1415_1 | 178 | UNKNOWN124968 | Central | Central | 115 | 1415 | TAP161766 | 115 | 1 | Closed | 5e-05 | 0.00021 | 3e-05 | 1 | 0 | 167 | 556 | 210 | 0 | 0 | 1059 | Old | Closed | 0 | 0 | 0 | 0 | 0 | FALSE
179_1385_1 | 179 | UNKNOWN124969 | Central | Central | 115 | 1385 | RISER161082 | 115 | 1 | Closed | 0.01422 | 0.0588 | 0.00974 | 1 | 0 | 167 | 556 | 210 | 8.7 | 11.8 | 1060 | Old | Closed | 0 | 0 | 0 | 0 | 0 | FALSE
179_1397_1 | 179 | UNKNOWN124969 | Central | Central | 115 | 1397 | TAP161178 | 115 | 1 | Closed | 0.00022 | 0.00092 | 0.00015 | 1 | 0 | 167 | 556 | 210 | 0.1 | 0.2 | 1061 | Old | Closed | 0 | 0 | 0 | 0 | 0 | FALSE
18_1494_1 | 18 | GLENWOOD LANDING | Long Island | Long Island | 69 | 1494 | SHORE RD | 69 | 1 | Closed | 0.00357 | 0.00812 | 0.00016 | 1 | 0 | 250 | 250 | 250 | 0.4 | 0.6 | 1062 | Old | Closed | 0 | 0 | 0 | 0 | 0 | FALSE
18_1494_2 | 18 | GLENWOOD LANDING | Long Island | Long Island | 69 | 1494 | SHORE RD | 69 | 2 | Closed | 0.0032 | 0.00727 | 0.00014 | 1 | 0 | 250 | 250 | 250 | 0.4 | 0.5 | 1063 | Old | Closed | 0 | 0 | 0 | 0 | 0 | FALSE
18_1494_3 | 18 | GLENWOOD LANDING | Long Island | Long Island | 69 | 1494 | SHORE RD | 69 | 3 | Closed | 0.0032 | 0.00727 | 0.00014 | 1 | 0 | 250 | 250 | 250 | 0.4 | 0.5 | 1064 | Old | Closed | 0 | 0 | 0 | 0 | 0 | FALSE
18_561_1 | 18 | GLENWOOD LANDING | Long Island | Long Island | 69 | 561 | UNKNOWN129558 | 69 | 1 | Closed | 0.04007 | 0.09109 | 0.00178 | 1 | 0 | 250 | 250 | 250 | 4.6 | 6.3 | 1065 | Old | Closed | 0 | 0 | 0 | 0 | 0 | FALSE
18_583_1 | 18 | GLENWOOD LANDING | Long Island | Long Island | 69 | 583 | GLEN HEAD | 69 | 1 | Closed | 0.01009 | 0.02294 | 0.00045 | 1 | 0 | 200 | 250 | 200 | 1.2 | 1.6 | 1066 | Old | Closed | 0 | 0 | 0 | 0 | 0 | FALSE
18_585_1 | 18 | GLENWOOD LANDING | Long Island | Long Island | 69 | 585 | BAR BEACH | 69 | 1 | Closed | 0.00802 | 0.01823 | 0.00036 | 1 | 0 | 250 | 250 | 250 | 0.8 | 1.3 | 1067 | Old | Closed | 0 | 0 | 0 | 0 | 0 | FALSE
181_1399_1 | 181 | UNKNOWN124972 | Central | Central | 115 | 1399 | TAP161180 | 115 | 1 | Closed | 0.001 | 0.00413 | 0.00068 | 1 | 0 | 167 | 556 | 210 | 0.5 | 0.8 | 1068 | Old | Closed | 0 | 0 | 0 | 0 | 0 | FALSE
181_1415_1 | 181 | UNKNOWN124972 | Central | Central | 115 | 1415 | TAP161766 | 115 | 1 | Closed | 0.00039 | 0.00161 | 0.00027 | 1 | 0 | 167 | 556 | 210 | 0.2 | 0.3 | 1069 | Old | Closed | 0 | 0 | 0 | 0 | 0 | FALSE
184_1553_1 | 184 | G E | Central | Central | 115 | 1553 | CLAY | 115 | 1 | Closed | 0.00827 | 0.03419 | 0.00566 | 1 | 0 | 167 | 556 | 210 | 6.2 | 6.9 | 1070 | Old | Closed | 0 | 0 | 0 | 0 | 0 | FALSE
186_187_1 | 186 | UNKNOWN125018 | Mohawk Valley | Mohawk Valley | 115 | 187 | UNKNOWN125019 | 115 | 1 | Closed | 0.01492 | 0.0617 | 0.01022 | 1 | 0 | 167 | 556 | 210 | 10.5 | 12.4 | 1071 | Old | Closed | 0 | 0 | 0 | 0 | 0 | FALSE
186_496_1 | 186 | UNKNOWN125018 | Mohawk Valley | Mohawk Valley | 115 | 496 | UNKNOWN128149 | 115 | 1 | Closed | 0.04203 | 0.17382 | 0.02878 | 1 | 0 | 167 | 556 | 210 | 23 | 34.9 | 1072 | Old | Closed | 0 | 0 | 0 | 0 | 0 | FALSE
186_501_1 | 186 | UNKNOWN125018 | Mohawk Valley | Mohawk Valley | 115 | 501 | UNKNOWN128157 | 115 | 1 | Closed | 0.03508 | 0.14505 | 0.02402 | 1 | 0 | 167 | 556 | 210 | 25.5 | 29.2 | 1073 | Old | Closed | 0 | 0 | 0 | 0 | 0 | FALSE
188_461_1 | 188 | UNKNOWN125020 | Mohawk Valley | Mohawk Valley | 115 | 461 | UNKNOWN127643 | 115 | 1 | Closed | 0.01151 | 0.04758 | 0.00788 | 1 | 0 | 167 | 556 | 210 | 6.8 | 9.6 | 1074 | Old | Closed | 0 | 0 | 0 | 0 | 0 | FALSE
19_1538_1 | 19 | NORTHPORT | Long Island | Long Island | 115 | 1538 | ELWOOD | 115 | 1 | Closed | 0.0038 | 0.01572 | 0.0026 | 1 | 0 | 556 | 556 | 556 | 3.2 | 3.2 | 1075 | Old | Closed | 0 | 0 | 0 | 0 | 0 | FALSE
19_1538_2 | 19 | NORTHPORT | Long Island | Long Island | 115 | 1538 | ELWOOD | 115 | 2 | Closed | 0.0038 | 0.01572 | 0.0026 | 1 | 0 | 556 | 556 | 556 | 3.2 | 3.2 | 1076 | Old | Closed | 0 | 0 | 0 | 0 | 0 | FALSE
19_1538_3 | 19 | NORTHPORT | Long Island | Long Island | 115 | 1538 | ELWOOD | 115 | 3 | Closed | 0.0038 | 0.01572 | 0.0026 | 1 | 0 | 556 | 556 | 556 | 3.2 | 3.2 | 1077 | Old | Closed | 0 | 0 | 0 | 0 | 0 | FALSE
19_1538_4 | 19 | NORTHPORT | Long Island | Long Island | 115 | 1538 | ELWOOD | 115 | 4 | Closed | 0.0038 | 0.01572 | 0.0026 | 1 | 0 | 556 | 556 | 556 | 3.2 | 3.2 | 1078 | Old | Closed | 0 | 0 | 0 | 0 | 0 | FALSE
19_1538_5 | 19 | NORTHPORT | Long Island | Long Island | 115 | 1538 | ELWOOD | 115 | 5 | Closed | 0.0038 | 0.01572 | 0.0026 | 1 | 0 | 556 | 556 | 556 | 3.2 | 3.2 | 1079 | Old | Closed | 0 | 0 | 0 | 0 | 0 | FALSE
191_450_1 | 191 | UNKNOWN125029 | North | North | 115 | 450 | UNKNOWN127613 | 115 | 1 | Closed | 0.02053 | 0.08491 | 0.01406 | 1 | 0 | 167 | 556 | 210 | 8.7 | 17.1 | 1080 | Old | Closed | 0 | 0 | 0 | 0 | 0 | FALSE
192_1527_1 | 192 | UNKNOWN125031 | North | North | 115 | 1527 | PLATTSBURGH | 115 | 1 | Closed | 0.00454 | 0.01879 | 0.00311 | 1 | 0 | 275 | 556 | 330 | 3.4 | 3.8 | 1081 | Old | Closed | 0 | 0 | 0 | 108 | 120 | TRUE
192_1527_2 | 192 | UNKNOWN125031 | North | North | 115 | 1527 | PLATTSBURGH | 115 | 2 | Closed | 0.00534 | 0.0184 | 0.00323 | 1 | 0 | 275 | 556 | 330 | 3.4 | 3.8 | 1082 | Old | Closed | 0.00194 | 0.00436 | 0.0009 | 108 | 120 | TRUE
194_1442_1 | 194 | UNKNOWN125053 | Capital | Capital | 115 | 1442 | RISER167231 | 115 | 1 | Closed | 0.00288 | 0.0119 | 0.00197 | 1 | 0 | 167 | 556 | 210 | 1.7 | 2.4 | 1083 | Old | Closed | 0 | 0 | 0 | 0 | 0 | FALSE
194_195_1 | 194 | UNKNOWN125053 | Capital | Capital | 115 | 195 | UNKNOWN125054 | 115 | 1 | Closed | 0.00154 | 0.00636 | 0.00105 | 1 | 0 | 167 | 556 | 210 | 0.8 | 1.3 | 1084 | Old | Closed | 0 | 0 | 0 | 0 | 0 | FALSE
194_195_2 | 194 | UNKNOWN125053 | Capital | Capital | 115 | 195 | UNKNOWN125054 | 115 | 2 | Closed | 0.00148 | 0.00612 | 0.00101 | 1 | 0 | 167 | 556 | 210 | 0.8 | 1.2 | 1085 | Old | Closed | 0 | 0 | 0 | 0 | 0 | FALSE
194_196_1 | 194 | UNKNOWN125053 | Capital | Capital | 115 | 196 | RISER125055 | 115 | 1 | Closed | 0.00288 | 0.01192 | 0.00197 | 1 | 0 | 167 | 556 | 210 | 1.7 | 2.4 | 1086 | Old | Closed | 0 | 0 | 0 | 0 | 0 | FALSE
197_1551_1 | 197 | UNKNOWN125114 | Genesse | Genesse | 115 | 1551 | ROCHESTER #80 | 115 | 1 | Closed | 0.00113 | 0.00466 | 0.00077 | 1 | 0 | 167 | 556 | 210 | 0.6 | 0.9 | 1087 | Old | Closed | 0 | 0 | 0 | 0 | 0 | FALSE
197_1551_2 | 197 | UNKNOWN125114 | Genesse | Genesse | 115 | 1551 | ROCHESTER #80 | 115 | 2 | Closed | 0.00096 | 0.00397 | 0.00066 | 1 | 0 | 167 | 556 | 210 | 0.6 | 0.8 | 1088 | Old | Closed | 0 | 0 | 0 | 0 | 0 | FALSE
199_1422_1 | 199 | UNKNOWN125117 | Genesse | Genesse | 115 | 1422 | TAP162550 | 115 | 1 | Closed | 0.00075 | 0.00311 | 0.00052 | 1 | 0 | 167 | 556 | 210 | 0.6 | 0.6 | 1089 | Old | Closed | 0 | 0 | 0 | 0 | 0 | FALSE
200_216_1 | 200 | STATION #52 | Genesse | Genesse | 115 | 216 | QUAKER #121 | 115 | 1 | Closed | 0.02169 | 0.083 | 0.0106 | 1 | 0 | 125 | 556 | 154 | 10.3 | 14.7 | 1090 | Old | Closed | 0 | 0 | 0 | 0 | 0 | FALSE
200_216_2 | 200 | STATION #52 | Genesse | Genesse | 115 | 216 | QUAKER #121 | 115 | 2 | Closed | 0.02169 | 0.083 | 0.0106 | 1 | 0 | 125 | 556 | 154 | 10.3 | 14.7 | 1091 | Old | Closed | 0 | 0 | 0 | 0 | 0 | FALSE
200_216_3 | 200 | STATION #52 | Genesse | Genesse | 115 | 216 | QUAKER #121 | 115 | 3 | Closed | 0.02169 | 0.083 | 0.0106 | 1 | 0 | 125 | 556 | 154 | 10.3 | 14.7 | 1092 | Old | Closed | 0 | 0 | 0 | 0 | 0 | FALSE
202_1289_1 | 202 | UNKNOWN125122 | Central | Central | 115 | 1289 | ETNA | 115 | 1 | Closed | 0.03992 | 0.16506 | 0.02733 | 1 | 0 | 167 | 556 | 210 | 24.7 | 33.2 | 1093 | Old | Closed | 0 | 0 | 0 | 0 | 0 | FALSE
203_204_1 | 203 | UNKNOWN125123 | Mohawk Valley | Mohawk Valley | 115 | 204 | UNKNOWN125124 | 115 | 1 | Closed | 0.01809 | 0.07479 | 0.01239 | 1 | 0 | 167 | 556 | 210 | 14.4 | 15 | 1094 | Old | Closed | 0 | 0 | 0 | 0 | 0 | FALSE
204_202_1 | 204 | UNKNOWN125124 | Mohawk Valley | Central | 115 | 202 | UNKNOWN125122 | 115 | 1 | Closed | 0.03431 | 0.14188 | 0.02349 | 1 | 0 | 167 | 556 | 210 | 21.5 | 28.5 | 1095 | Old | Closed | 0 | 0 | 0 | 0 | 0 | FALSE
204_205_1 | 204 | UNKNOWN125124 | Mohawk Valley | Mohawk Valley | 115 | 205 | UNKNOWN125125 | 115 | 1 | Closed | 0.02599 | 0.10747 | 0.0178 | 1 | 0 | 167 | 556 | 210 | 17.1 | 21.6 | 1096 | Old | Closed | 0 | 0 | 0 | 0 | 0 | FALSE
205_206_1 | 205 | UNKNOWN125125 | Mohawk Valley | Mohawk Valley | 115 | 206 | UNKNOWN125129 | 115 | 1 | Closed | 0.00728 | 0.0301 | 0.00498 | 1 | 0 | 167 | 556 | 210 | 5.2 | 6 | 1097 | Old | Closed | 0 | 0 | 0 | 0 | 0 | FALSE
205_495_1 | 205 | UNKNOWN125125 | Mohawk Valley | Mohawk Valley | 115 | 495 | UNKNOWN128052 | 115 | 1 | Closed | 0.04648 | 0.1922 | 0.03183 | 1 | 0 | 167 | 556 | 210 | 28.3 | 38.6 | 1098 | Old | Closed | 0 | 0 | 0 | 0 | 0 | FALSE
206_187_1 | 206 | UNKNOWN125129 | Mohawk Valley | Mohawk Valley | 115 | 187 | UNKNOWN125019 | 115 | 1 | Closed | 0.01431 | 0.05918 | 0.0098 | 1 | 0 | 167 | 556 | 210 | 10.2 | 11.9 | 1099 | Old | Closed | 0 | 0 | 0 | 0 | 0 | FALSE
208_1439_1 | 208 | GENEVA BORDER CITY | Central | Genesse | 115 | 1439 | TAP167223 | 115 | 1 | Closed | 0.02859 | 0.11824 | 0.01958 | 1 | 0 | 167 | 556 | 210 | 16.1 | 23.8 | 1100 | Old | Closed | 0 | 0 | 0 | 0 | 0 | FALSE
209_208_1 | 209 | GUARDIAN GLASS | Genesse | Central | 115 | 208 | GENEVA BORDER CITY | 115 | 1 | Closed | 0.00194 | 0.00801 | 0.00133 | 1 | 0 | 167 | 556 | 210 | 1.2 | 1.6 | 1101 | Old | Closed | 0 | 0 | 0 | 0 | 0 | FALSE
209_212_1 | 209 | GUARDIAN GLASS | Genesse | Genesse | 115 | 212 | UNKNOWN125140 | 115 | 1 | Closed | 0.01054 | 0.0436 | 0.00722 | 1 | 0 | 167 | 556 | 210 | 5.1 | 8.8 | 1102 | Old | Closed | 0 | 0 | 0 | 0 | 0 | FALSE
21_403_1 | 21 | UNKNOWN124157 | Mohawk Valley | Mohawk Valley | 115 | 403 | UNKNOWN125639 | 115 | 1 | Closed | 0.005 | 0.02069 | 0.00343 | 1 | 0 | 167 | 556 | 210 | 3.9 | 4.2 | 1103 | Old | Closed | 0 | 0 | 0 | 0 | 0 | FALSE
21_406_1 | 21 | UNKNOWN124157 | Mohawk Valley | Mohawk Valley | 115 | 406 | UNKNOWN125642 | 115 | 1 | Closed | 0.02031 | 0.06988 | 0.00859 | 1 | 0 | 116 | 556 | 145 | 11.4 | 12.1 | 1104 | Old | Closed | 0 | 0 | 0 | 0 | 0 | FALSE
210_1439_1 | 210 | UNKNOWN125137 | Genesse | Genesse | 115 | 1439 | TAP167223 | 115 | 1 | Closed | 3e-05 | 0.00012 | 2e-05 | 1 | 0 | 167 | 556 | 210 | 0 | 0 | 1105 | Old | Closed | 0 | 0 | 0 | 0 | 0 | FALSE
210_1458_1 | 210 | UNKNOWN125137 | Genesse | Genesse | 115 | 1458 | TAP173329 | 115 | 1 | Closed | 3e-05 | 0.00014 | 2e-05 | 1 | 0 | 167 | 556 | 210 | 0 | 0 | 1106 | Old | Closed | 0 | 0 | 0 | 0 | 0 | FALSE
212_29_1 | 212 | UNKNOWN125140 | Genesse | Central | 115 | 29 | UNKNOWN124194 | 115 | 1 | Closed | 0.01428 | 0.05907 | 0.00978 | 1 | 0 | 167 | 556 | 210 | 11 | 11.9 | 1107 | Old | Closed | 0 | 0 | 0 | 0 | 0 | FALSE
213_214_1 | 213 | STATION #199 | Genesse | Genesse | 115 | 214 | SLEIGHT RD | 115 | 1 | Closed | 0.02115 | 0.08744 | 0.01448 | 1 | 0 | 167 | 556 | 210 | 12.3 | 17.6 | 1108 | Old | Closed | 0 | 0 | 0 | 0 | 0 | FALSE
214_215_1 | 214 | SLEIGHT RD | Genesse | Genesse | 115 | 215 | UNKNOWN125151 | 115 | 1 | Closed | 0.01878 | 0.07765 | 0.01286 | 1 | 0 | 167 | 556 | 210 | 11 | 15.6 | 1109 | Old | Closed | 0 | 0 | 0 | 0 | 0 | FALSE
214_216_1 | 214 | SLEIGHT RD | Genesse | Genesse | 115 | 216 | QUAKER #121 | 115 | 1 | Closed | 0.02229 | 0.09216 | 0.01526 | 1 | 0 | 167 | 556 | 210 | 13.3 | 18.5 | 1110 | Old | Closed | 0 | 0 | 0 | 0 | 0 | FALSE
215_216_1 | 215 | UNKNOWN125151 | Genesse | Genesse | 115 | 216 | QUAKER #121 | 115 | 1 | Closed | 0.00413 | 0.01708 | 0.00283 | 1 | 0 | 167 | 556 | 210 | 2.3 | 3.4 | 1111 | Old | Closed | 0 | 0 | 0 | 0 | 0 | FALSE
216_218_1 | 216 | QUAKER #121 | Genesse | Genesse | 115 | 218 | STATION #230 | 115 | 1 | Closed | 0.0088 | 0.03514 | 0.00357 | 1 | 0 | 145 | 556 | 185 | 5.6 | 5.5 | 1112 | Old | Closed | 0 | 0 | 0 | 0 | 0 | FALSE
216_218_2 | 216 | QUAKER #121 | Genesse | Genesse | 115 | 218 | STATION #230 | 115 | 2 | Closed | 0.0088 | 0.03514 | 0.00357 | 1 | 0 | 145 | 556 | 185 | 5.6 | 5.5 | 1113 | Old | Closed | 0 | 0 | 0 | 0 | 0 | FALSE
216_222_1 | 216 | QUAKER #121 | Genesse | Genesse | 115 | 222 | UNKNOWN125159 | 115 | 1 | Closed | 0.0026 | 0.01077 | 0.00178 | 1 | 0 | 167 | 556 | 210 | 1.4 | 2.2 | 1114 | Old | Closed | 0 | 0 | 0 | 0 | 0 | FALSE
217_128_1 | 217 | UNKNOWN125153 | Genesse | Genesse | 115 | 128 | UNKNOWN124705 | 115 | 1 | Closed | 0.01557 | 0.06439 | 0.01066 | 1 | 0 | 167 | 556 | 210 | 8.6 | 12.9 | 1115 | Old | Closed | 0 | 0 | 0 | 0 | 0 | FALSE
218_220_1 | 218 | STATION #230 | Genesse | Genesse | 115 | 220 | SLOCUM RD | 115 | 1 | Closed | 0.0035 | 0.02613 | 0.00394 | 1 | 0 | 226 | 556 | 269 | 4.5 | 5 | 1116 | Old | Closed | 0 | 0 | 0 | 0 | 0 | FALSE
218_220_2 | 218 | STATION #230 | Genesse | Genesse | 115 | 220 | SLOCUM RD | 115 | 2 | Closed | 0.0035 | 0.02613 | 0.00394 | 1 | 0 | 226 | 556 | 269 | 4.5 | 5 | 1117 | Old | Closed | 0 | 0 | 0 | 0 | 0 | FALSE
220_1274_1 | 220 | SLOCUM RD | Genesse | Genesse | 115 | 1274 | UNKNOWN145100 | 115 | 1 | Closed | 0.01992 | 0.08236 | 0.01364 | 1 | 0 | 167 | 556 | 210 | 12.3 | 16.6 | 1118 | Old | Closed | 0 | 0 | 0 | 0 | 0 | FALSE
223_140_1 | 223 | UNKNOWN125161 | West | West | 115 | 140 | SOUTH PERRY | 115 | 1 | Closed | 0.00713 | 0.02947 | 0.00488 | 1 | 0 | 167 | 556 | 210 | 4.5 | 5.9 | 1119 | Old | Closed | 0 | 0 | 0 | 0 | 0 | FALSE
223_1565_1 | 223 | UNKNOWN125161 | West | West | 115 | 1565 | MEYER | 115 | 1 | Closed | 0.01958 | 0.08097 | 0.01341 | 1 | 0 | 167 | 556 | 210 | 13.3 | 16.3 | 1120 | Old | Closed | 0 | 0 | 0 | 0 | 0 | FALSE
225_1471_1 | 225 | AKZO SALT | West | West | 69 | 1471 | SOUTH PERRY | 69 | 1 | Closed | 0.08416 | 0.19132 | 0.00374 | 1 | 0 | 96 | 250 | 123 | 10.5 | 13.2 | 1121 | Old | Closed | 0 | 0 | 0 | 0 | 0 | FALSE
225_226_1 | 225 | AKZO SALT | West | West | 69 | 226 | YORK CENTER | 69 | 1 | Closed | 0.01897 | 0.04312 | 0.00084 | 1 | 0 | 96 | 250 | 123 | 3 | 3 | 1122 | Old | Closed | 0 | 0 | 0 | 0 | 0 | FALSE
226_1472_1 | 226 | YORK CENTER | West | Genesse | 69 | 1472 | GOLAH | 69 | 1 | Closed | 0.09336 | 0.21223 | 0.00415 | 1 | 0 | 96 | 250 | 123 | 10.5 | 14.7 | 1123 | Old | Closed | 0 | 0 | 0 | 0 | 0 | FALSE
227_247_1 | 227 | N LAKEVILLE | West | Genesse | 115 | 247 | UNKNOWN125190 | 115 | 1 | Closed | 0.004 | 0.0151 | 0.256 | 1 | 0 | 167 | 556 | 210 | 30.4 | 30.7 | 1124 | Old | Closed | 0 | 0 | 0 | 0 | 0 | FALSE
228_1472_1 | 228 | GOLAH | Genesse | Genesse | 115 | 1472 | GOLAH | 69 | 1 | Closed | 0.0032 | 0.1644 | 0 | 1 | 0 | 125 | 145 | 170 | 0 | 0 | 1125 | Old | Closed | 0 | 0 | 0 | 0 | 0 | FALSE
228_229_1 | 228 | GOLAH | Genesse | Genesse | 115 | 229 | MUMFORD | 115 | 1 | Closed | 0.01192 | 0.04929 | 0.00816 | 1 | 0 | 167 | 556 | 210 | 7.3 | 9.9 | 1126 | Old | Closed | 0 | 0 | 0 | 0 | 0 | FALSE
230_231_1 | 230 | N LE ROY | West | West | 115 | 231 | UNKNOWN125171 | 115 | 1 | Closed | 8e-05 | 0.00032 | 5e-05 | 1 | 0 | 167 | 556 | 210 | 0 | 0.1 | 1127 | Old | Closed | 0 | 0 | 0 | 0 | 0 | FALSE
230_232_1 | 230 | N LE ROY | West | West | 115 | 232 | LAPP | 115 | 1 | Closed | 0.0045 | 0.0186 | 0.00308 | 1 | 0 | 167 | 556 | 210 | 1.4 | 3.7 | 1128 | Old | Closed | 0 | 0 | 0 | 0 | 0 | FALSE
231_229_1 | 231 | UNKNOWN125171 | West | Genesse | 115 | 229 | MUMFORD | 115 | 1 | Closed | 0.01191 | 0.04923 | 0.00815 | 1 | 0 | 167 | 556 | 210 | 6.8 | 9.9 | 1129 | Old | Closed | 0 | 0 | 0 | 0 | 0 | FALSE
233_1388_1 | 233 | E BATAVIA | West | West | 115 | 1388 | TAP161087 | 115 | 1 | Closed | 0.00077 | 0.0032 | 0.00053 | 1 | 0 | 167 | 556 | 210 | 0.7 | 0.6 | 1130 | Old | Closed | 0 | 0 | 0 | 0 | 0 | FALSE
233_1389_1 | 233 | E BATAVIA | West | West | 115 | 1389 | TAP161088 | 115 | 1 | Closed | 0.00079 | 0.00326 | 0.00054 | 1 | 0 | 167 | 556 | 210 | 0.7 | 0.7 | 1131 | Old | Closed | 0 | 0 | 0 | 0 | 0 | FALSE
234_1333_1 | 234 | UNKNOWN125174 | West | West | 115 | 1333 | TAP155789 | 115 | 1 | Closed | 0.00013 | 0.00054 | 9e-05 | 1 | 0 | 167 | 556 | 210 | 0.1 | 0.1 | 1132 | Old | Closed | 0 | 0 | 0 | 0 | 0 | FALSE
235_1333_1 | 235 | UNKNOWN125175 | West | West | 115 | 1333 | TAP155789 | 115 | 1 | Closed | 6e-05 | 0.00025 | 4e-05 | 1 | 0 | 167 | 556 | 210 | 0 | 0 | 1133 | Old | Closed | 0 | 0 | 0 | 0 | 0 | FALSE
236_1334_1 | 236 | BATAVIA | West | West | 115 | 1334 | TAP155790 | 115 | 1 | Closed | 0.00019 | 0.00077 | 0.00013 | 1 | 0 | 167 | 556 | 210 | 0.1 | 0.2 | 1134 | Old | Closed | 0 | 0 | 0 | 0 | 0 | FALSE
236_1417_1 | 236 | BATAVIA | West | West | 115 | 1417 | TAP161770 | 115 | 1 | Closed | 0.01252 | 0.05179 | 0.00858 | 1 | 0 | 167 | 556 | 210 | 9.4 | 10.4 | 1135 | Old | Closed | 0 | 0 | 0 | 0 | 0 | FALSE
237_1390_1 | 237 | UNKNOWN125178 | West | West | 115 | 1390 | TAP161089 | 115 | 1 | Closed | 0.00021 | 0.00085 | 0.00014 | 1 | 0 | 167 | 556 | 210 | 0.1 | 0.2 | 1136 | Old | Closed | 0 | 0 | 0 | 0 | 0 | FALSE
238_1390_1 | 238 | OAKFIELD | West | West | 115 | 1390 | TAP161089 | 115 | 1 | Closed | 0.00011 | 0.00046 | 8e-05 | 1 | 0 | 167 | 556 | 210 | 0.1 | 0.1 | 1137 | Old | Closed | 0 | 0 | 0 | 0 | 0 | FALSE
240_1381_1 | 240 | W HAMLIN | Genesse | Genesse | 115 | 1381 | TAP161059 | 115 | 1 | Closed | 0.00953 | 0.03941 | 0.00653 | 1 | 0 | 167 | 556 | 210 | 5.8 | 7.9 | 1138 | Old | Closed | 0 | 0 | 0 | 0 | 0 | FALSE
241_1382_1 | 241 | UNKNOWN125183 | Genesse | Genesse | 115 | 1382 | TAP161060 | 115 | 1 | Closed | 9e-05 | 0.00038 | 6e-05 | 1 | 0 | 167 | 556 | 210 | 0.1 | 0.1 | 1139 | Old | Closed | 0 | 0 | 0 | 0 | 0 | FALSE
242_1408_1 | 242 | UNKNOWN125185 | Genesse | Genesse | 115 | 1408 | RISER161223 | 115 | 1 | Closed | 0.00021 | 0.00085 | 0.00014 | 1 | 0 | 167 | 556 | 210 | 0.1 | 0.2 | 1140 | Old | Closed | 0 | 0 | 0 | 0 | 0 | FALSE
242_1409_1 | 242 | UNKNOWN125185 | Genesse | Genesse | 115 | 1409 | RISER161224 | 115 | 1 | Closed | 0.00043 | 0.00192 | 0.00032 | 1 | 0 | 185 | 556 | 210 | 0.3 | 0.4 | 1141 | Old | Closed | 0 | 0 | 0 | 0 | 0 | FALSE
242_244_1 | 242 | UNKNOWN125185 | Genesse | Genesse | 115 | 244 | UNKNOWN125187 | 115 | 1 | Closed | 0.00681 | 0.02816 | 0.00466 | 1 | 0 | 167 | 556 | 210 | 4 | 5.7 | 1142 | Old | Closed | 0 | 0 | 0 | 0 | 0 | FALSE
242_248_1 | 242 | UNKNOWN125185 | Genesse | Genesse | 115 | 248 | UNKNOWN125194 | 115 | 1 | Closed | 0.00521 | 0.02156 | 0.00357 | 1 | 0 | 167 | 556 | 210 | 3.5 | 4.3 | 1143 | Old | Closed | 0 | 0 | 0 | 0 | 0 | FALSE
243_1551_1 | 243 | UNKNOWN125186 | Genesse | Genesse | 115 | 1551 | ROCHESTER #80 | 115 | 1 | Closed | 0.00705 | 0.02915 | 0.00483 | 1 | 0 | 167 | 556 | 210 | 4.1 | 5.9 | 1144 | Old | Closed | 0 | 0 | 0 | 0 | 0 | FALSE
246_247_1 | 246 | UNKNOWN125189 | Genesse | Genesse | 115 | 247 | UNKNOWN125190 | 115 | 1 | Closed | 0.00475 | 0.01964 | 0.00325 | 1 | 0 | 167 | 556 | 210 | 2.9 | 3.9 | #N/A | New | Not 2019 | - | - | - | - | - | #VALUE!
246_247_EQ | 246 | UNKNOWN125189 | Genesse | Genesse | 115 | 247 | UNKNOWN125190 | 115 | EQ | Closed | 0.00475 | 0.01964 | 0.00325 | 1 | 0 | 167 | 556 | 210 | 2.9 | 3.9 | 1145 | Old | Closed | 0 | 0 | 0 | 0 | 0 | FALSE
249_1381_1 | 249 | BROCKPORT | Genesse | Genesse | 115 | 1381 | TAP161059 | 115 | 1 | Closed | 0.00016 | 0.00068 | 0.00011 | 1 | 0 | 167 | 556 | 210 | 0.1 | 0.1 | 1146 | Old | Closed | 0 | 0 | 0 | 0 | 0 | FALSE
25_83_1 | 25 | UNKNOWN124163 | Mohawk Valley | Mohawk Valley | 115 | 83 | UNKNOWN124528 | 115 | 1 | Closed | 0.0105 | 0.04341 | 0.00719 | 1 | 0 | 167 | 556 | 210 | 6.5 | 8.7 | 1147 | Old | Closed | 0 | 0 | 0 | 0 | 0 | FALSE
250_1424_1 | 250 | UNKNOWN125198 | Genesse | Genesse | 115 | 1424 | RISER166921 | 115 | 1 | Closed | 0.0052 | 0.02149 | 0.00356 | 1 | 0 | 167 | 556 | 210 | 3.6 | 4.3 | 1148 | Old | Closed | 0 | 0 | 0 | 0 | 0 | FALSE
252_1297_1 | 252 | SHELBY | West | West | 115 | 1297 | SOUR SPRINGS SWITCH | 115 | 1 | Closed | 0.00512 | 0.02119 | 0.00351 | 1 | 0 | 167 | 556 | 210 | 4.3 | 4.3 | 1149 | Old | Closed | 0 | 0 | 0 | 0 | 0 | FALSE
253_1110_1 | 253 | TELEGRAPH RD | West | West | 115 | 1110 | SHELDON SWITCH | 115 | 1 | Closed | 0.00505 | 0.02086 | 0.00345 | 1 | 0 | 167 | 556 | 210 | 3.9 | 4.2 | 1150 | Old | Closed | 0 | 0 | 0 | 0 | 0 | FALSE
253_1379_1 | 253 | TELEGRAPH RD | West | West | 115 | 1379 | ALABAMA SWITCH | 115 | 1 | Closed | 0.0061 | 0.02522 | 0.00418 | 1 | 0 | 167 | 556 | 210 | 4.2 | 5.1 | 1151 | Old | Closed | 0 | 0 | 0 | 0 | 0 | FALSE
254_1243_1 | 254 | LAPEER | Central | Central | 345 | 1243 | LAFAYETTE | 345 | 1 | Closed | 0.00124 | 0.01898 | 0.49058 | 1 | 0 | 1216 | 2454 | 1804 | 36.5 | 47.7 | 1152 | Old | Closed | 0 | 0 | 0 | 0 | 0 | FALSE
254_1473_1 | 254 | LAPEER | Central | Central | 345 | 1473 | LAPEER | 115 | 1 | Closed | 0.0006 | 0.0524 | 0 | 1 | 0 | 417 | 518 | 599 | 0 | 0 | 1153 | Old | Closed | 0 | 0 | 0 | 0 | 0 | FALSE
256_1431_1 | 256 | UNKNOWN125293 | West | West | 115 | 1431 | TAP166948 | 115 | 1 | Closed | 0.00556 | 0.02301 | 0.00381 | 1 | 0 | 167 | 556 | 210 | 2.4 | 4.6 | 1154 | Old | Closed | 0 | 0 | 0 | 0 | 0 | FALSE
26_1468_1 | 26 | UNKNOWN124169 | NYC | NYC | 345 | 1468 | UNKNOWN124169 | 138 | 1 | Closed | 0.00124 | 0.0559 | 0 | 1 | 0 | 1347 | 1347 | 1347 | 0 | 0 | 1155 | Old | Closed | 0 | 0 | 0 | 0 | 0 | FALSE
26_1468_2 | 26 | UNKNOWN124169 | NYC | NYC | 345 | 1468 | UNKNOWN124169 | 138 | 2 | Closed | 0.00124 | 0.0559 | 0 | 1 | 0 | 1347 | 1347 | 1347 | 0 | 0 | #N/A | New | Not 2019 | - | - | - | - | - | #VALUE!
26_557_1 | 26 | UNKNOWN124169 | NYC | NYC | 345 | 557 | EAST ASTORIA | 345 | 1 | Closed | 1e-05 | 0.00019 | 0.00501 | 1 | 0 | 1216 | 2454 | 1804 | 0.3 | 0.5 | 1156 | Old | Closed | 0 | 0 | 0 | 0 | 0 | FALSE
26_557_2 | 26 | UNKNOWN124169 | NYC | NYC | 345 | 557 | EAST ASTORIA | 345 | 2 | Closed | 1e-05 | 0.00018 | 0.00468 | 1 | 0 | 1216 | 2454 | 1804 | 0.3 | 0.5 | 1157 | Old | Closed | 0 | 0 | 0 | 0 | 0 | FALSE
264_1571_1 | 264 | UNKNOWN125301 | West | West | 115 | 1571 | PACKARD | 115 | 1 | Closed | 0.00158 | 0.00651 | 0.00108 | 1 | 0 | 167 | 556 | 210 | 1.1 | 1.3 | 1158 | Old | Closed | 0 | 0 | 0 | 0 | 0 | FALSE
264_1571_2 | 264 | UNKNOWN125301 | West | West | 115 | 1571 | PACKARD | 115 | 2 | Closed | 0.00157 | 0.00649 | 0.00107 | 1 | 0 | 167 | 556 | 210 | 1.1 | 1.3 | 1159 | Old | Closed | 0 | 0 | 0 | 0 | 0 | FALSE
264_278_1 | 264 | UNKNOWN125301 | West | West | 115 | 278 | UNKNOWN125346 | 115 | 1 | Closed | 0.00263 | 0.01088 | 0.0018 | 1 | 0 | 167 | 556 | 210 | 1.6 | 2.2 | 1160 | Old | Closed | 0 | 0 | 0 | 0 | 0 | FALSE
265_951_1 | 265 | SWANN RD | West | West | 115 | 951 | INDIAN HILL SWITCH | 115 | 1 | Closed | 0.00319 | 0.01319 | 0.00218 | 1 | 0 | 167 | 556 | 210 | 2.6 | 2.6 | 1161 | Old | Closed | 0 | 0 | 0 | 0 | 0 | FALSE
265_951_2 | 265 | SWANN RD | West | West | 115 | 951 | INDIAN HILL SWITCH | 115 | 2 | Closed | 0.00317 | 0.01312 | 0.00217 | 1 | 0 | 167 | 556 | 210 | 2.6 | 2.6 | 1162 | Old | Closed | 0 | 0 | 0 | 0 | 0 | FALSE
266_1428_1 | 266 | UNKNOWN125330 | West | West | 115 | 1428 | DEADEND166945 | 115 | 1 | Closed | 0.00091 | 0.00376 | 0.00062 | 1 | 0 | 556 | 556 | 556 | 0.6 | 0.8 | 1163 | Old | Closed | 0 | 0 | 0 | 0 | 0 | FALSE
266_1428_2 | 266 | UNKNOWN125330 | West | West | 115 | 1428 | DEADEND166945 | 115 | 2 | Closed | 0.00091 | 0.00376 | 0.00062 | 1 | 0 | 556 | 556 | 556 | 0.6 | 0.8 | 1164 | Old | Closed | 0 | 0 | 0 | 0 | 0 | FALSE
266_1429_1 | 266 | UNKNOWN125330 | West | West | 115 | 1429 | DEADEND166946 | 115 | 1 | Closed | 0.00089 | 0.00367 | 0.00061 | 1 | 0 | 167 | 556 | 210 | 0.6 | 0.7 | 1165 | Old | Closed | 0 | 0 | 0 | 0 | 0 | FALSE
266_1569_1 | 266 | UNKNOWN125330 | West | West | 115 | 1569 | NIAGARA | 115 | 1 | Closed | 0.00152 | 0.00627 | 0.00104 | 1 | 0 | 167 | 556 | 210 | 1 | 1.3 | 1166 | Old | Closed | 0 | 0 | 0 | 0 | 0 | FALSE
269_1110_1 | 269 | LOCKPORT | West | West | 115 | 1110 | SHELDON SWITCH | 115 | 1 | Closed | 0.01993 | 0.08241 | 0.01365 | 1 | 0 | 167 | 556 | 210 | 12.1 | 16.6 | 1167 | Old | Closed | 0 | 0 | 0 | 0 | 0 | FALSE
269_1280_1 | 269 | LOCKPORT | West | West | 115 | 1280 | STATION 138 | 115 | 1 | Closed | 0.00657 | 0.02716 | 0.0045 | 1 | 0 | 167 | 556 | 210 | 4.6 | 5.5 | 1168 | Old | Closed | 0 | 0 | 0 | 0 | 0 | FALSE
269_1372_1 | 269 | LOCKPORT | West | West | 115 | 1372 | TAP161013 | 115 | 1 | Closed | 0.01021 | 0.04222 | 0.00699 | 1 | 0 | 167 | 556 | 210 | 6.2 | 8.5 | 1169 | Old | Closed | 0 | 0 | 0 | 0 | 0 | FALSE
269_1373_1 | 269 | LOCKPORT | West | West | 115 | 1373 | TAP161014 | 115 | 1 | Closed | 0.01017 | 0.04206 | 0.00696 | 1 | 0 | 167 | 556 | 210 | 6.2 | 8.5 | 1170 | Old | Closed | 0 | 0 | 0 | 0 | 0 | FALSE
269_1380_1 | 269 | LOCKPORT | West | West | 115 | 1380 | TAP161058 | 115 | 1 | Closed | 0.01914 | 0.07917 | 0.01311 | 1 | 0 | 167 | 556 | 210 | 11.4 | 15.9 | 1171 | Old | Closed | 0 | 0 | 0 | 0 | 0 | FALSE
269_1449_1 | 269 | LOCKPORT | West | West | 115 | 1449 | DEADEND172054 | 115 | 1 | Closed | 0.00468 | 0.01936 | 0.00321 | 1 | 0 | 167 | 556 | 210 | 3 | 3.9 | 1172 | Old | Closed | 0 | 0 | 0 | 0 | 0 | FALSE
269_1450_1 | 269 | LOCKPORT | West | West | 115 | 1450 | DEADEND172055 | 115 | 1 | Closed | 0.00464 | 0.01918 | 0.00318 | 1 | 0 | 167 | 556 | 210 | 3 | 3.9 | 1173 | Old | Closed | 0 | 0 | 0 | 0 | 0 | FALSE
269_270_1 | 269 | LOCKPORT | West | West | 115 | 270 | HINMAN | 115 | 1 | Closed | 0.00018 | 0.00075 | 0.00013 | 1 | 0 | 220 | 556 | 286 | 0.1 | 0.2 | 1174 | Old | Closed | 0 | 0 | 0 | 0 | 0 | FALSE
269_270_2 | 269 | LOCKPORT | West | West | 115 | 270 | HINMAN | 115 | 2 | Closed | 0.00018 | 0.00075 | 0.00013 | 1 | 0 | 220 | 556 | 286 | 0.1 | 0.2 | 1175 | Old | Closed | 0 | 0 | 0 | 0 | 0 | FALSE
269_270_3 | 269 | LOCKPORT | West | West | 115 | 270 | HINMAN | 115 | 3 | Closed | 0.00018 | 0.00075 | 0.00013 | 1 | 0 | 220 | 556 | 286 | 0.1 | 0.2 | 1176 | Old | Closed | 0 | 0 | 0 | 0 | 0 | FALSE
270_271_1 | 270 | HINMAN | West | West | 115 | 271 | UNKNOWN125339 | 115 | 1 | Closed | 0.00053 | 0.0022 | 0.00037 | 1 | 0 | 220 | 556 | 280 | 0.3 | 0.4 | 1177 | Old | Closed | 0 | 0 | 0 | 0 | 0 | FALSE
270_271_2W | 270 | HINMAN | West | West | 115 | 271 | UNKNOWN125339 | 115 | 2W | Closed | 0.00053 | 0.0022 | 0.00037 | 1 | 0 | 220 | 556 | 280 | 0.3 | 0.4 | #N/A | New | Not 2019 | - | - | - | - | - | #VALUE!
271_1562_1 | 271 | UNKNOWN125339 | West | West | 115 | 1562 | ROBINSON ROAD | 115 | 1 | Closed | 0.00109 | 0.0045 | 0.00074 | 1 | 0 | 167 | 556 | 210 | 0.7 | 0.9 | 1178 | Old | Closed | 0 | 0 | 0 | 0 | 0 | FALSE
271_1562_2 | 271 | UNKNOWN125339 | West | West | 115 | 1562 | ROBINSON ROAD | 115 | 2 | Closed | 0.0012 | 0.00494 | 0.00082 | 1 | 0 | 167 | 556 | 210 | 0.7 | 1 | 1179 | Old | Closed | 0 | 0 | 0 | 0 | 0 | FALSE
271_1562_3W | 271 | UNKNOWN125339 | West | West | 115 | 1562 | ROBINSON ROAD | 115 | 3W | Closed | 0.0012 | 0.00494 | 0.00082 | 1 | 0 | 167 | 556 | 210 | 0.7 | 1 | #N/A | New | Not 2019 | - | - | - | - | - | #VALUE!
271_274_1 | 271 | UNKNOWN125339 | West | West | 115 | 274 | UNKNOWN125342 | 115 | 1 | Closed | 0.00136 | 0.00563 | 0.00093 | 1 | 0 | 167 | 556 | 210 | 0.8 | 1.1 | 1180 | Old | Closed | 0 | 0 | 0 | 0 | 0 | FALSE
272_1280_1 | 272 | UNKNOWN125340 | West | West | 115 | 1280 | STATION 138 | 115 | 1 | Closed | 0.00013 | 0.00054 | 9e-05 | 1 | 0 | 167 | 556 | 210 | 0.1 | 0.1 | 1181 | Old | Closed | 0 | 0 | 0 | 0 | 0 | FALSE
274_275_1 | 274 | UNKNOWN125342 | West | West | 115 | 275 | UNKNOWN125343 | 115 | 1 | Closed | 0.00026 | 0.00108 | 0.00018 | 1 | 0 | 167 | 556 | 210 | 0.2 | 0.2 | 1182 | Old | Closed | 0 | 0 | 0 | 0 | 0 | FALSE
276_1373_1 | 276 | SANBORN | West | West | 115 | 1373 | TAP161014 | 115 | 1 | Closed | 5e-05 | 0.00022 | 4e-05 | 1 | 0 | 167 | 556 | 210 | 0 | 0 | 1183 | Old | Closed | 0 | 0 | 0 | 0 | 0 | FALSE
277_1372_1 | 277 | SANBORN | West | West | 115 | 1372 | TAP161013 | 115 | 1 | Closed | 6e-05 | 0.00026 | 4e-05 | 1 | 0 | 167 | 556 | 210 | 4.8 | 0.1 | 1184 | Old | Closed | 0 | 0 | 0 | 0 | 0 | FALSE
277_1373_1 | 277 | SANBORN | West | West | 115 | 1373 | TAP161014 | 115 | 1 | Closed | 6e-05 | 0.00025 | 4e-05 | 1 | 0 | 167 | 556 | 210 | 4.8 | 0 | 1185 | Old | Closed | 0 | 0 | 0 | 0 | 0 | FALSE
279_286_1 | 279 | UNKNOWN125347 | West | West | 115 | 286 | UNKNOWN125354 | 115 | 1 | Closed | 0.0015 | 0.00619 | 0.00102 | 1 | 0 | 167 | 556 | 210 | 0.8 | 1.2 | 1186 | Old | Closed | 0 | 0 | 0 | 0 | 0 | FALSE
279_286_2 | 279 | UNKNOWN125347 | West | West | 115 | 286 | UNKNOWN125354 | 115 | 2 | Closed | 0.00151 | 0.00624 | 0.00103 | 1 | 0 | 167 | 556 | 210 | 0.8 | 1.3 | 1187 | Old | Closed | 0 | 0 | 0 | 0 | 0 | FALSE
29_152_1 | 29 | UNKNOWN124194 | Central | Central | 115 | 152 | UNKNOWN124830 | 115 | 1 | Closed | 0.00852 | 0.03523 | 0.00583 | 1 | 0 | 167 | 556 | 210 | 5.3 | 7.1 | 1188 | Old | Closed | 0 | 0 | 0 | 0 | 0 | FALSE
290_291_1 | 290 | CLOVERBANK | West | West | 115 | 291 | SHALETON | 115 | 1 | Closed | 0.00246 | 0.01017 | 0.00168 | 1 | 0 | 167 | 556 | 210 | 1.7 | 2 | 1189 | Old | Closed | 0 | 0 | 0 | 0 | 0 | FALSE
290_291_2 | 290 | CLOVERBANK | West | West | 115 | 291 | SHALETON | 115 | 2 | Closed | 0.00246 | 0.01017 | 0.00168 | 1 | 0 | 167 | 556 | 210 | 1.7 | 2 | 1190 | Old | Closed | 0 | 0 | 0 | 0 | 0 | FALSE
294_1246_1 | 294 | NEW GARDENVILLE | West | West | 230 | 1246 | GARDENVILLE | 230 | 1 | Closed | 9e-05 | 0.00074 | 0.00282 | 1 | 0 | 453 | 936 | 579 | 0.2 | 0.7 | 1191 | Old | Closed | 0 | 0 | 0 | 0 | 0 | FALSE
294_1246_2 | 294 | NEW GARDENVILLE | West | West | 230 | 1246 | GARDENVILLE | 230 | 2 | Closed | 7e-05 | 0.00054 | 0.00207 | 1 | 0 | 453 | 936 | 579 | 0.2 | 0.5 | 1192 | Old | Closed | 0 | 0 | 0 | 0 | 0 | FALSE
294_1246_3 | 294 | NEW GARDENVILLE | West | West | 230 | 1246 | GARDENVILLE | 230 | 3 | Closed | 5e-05 | 0.00041 | 0.00156 | 1 | 0 | 453 | 936 | 579 | 0.2 | 0.4 | 1193 | Old | Closed | 0 | 0 | 0 | 0 | 0 | FALSE
294_1246_4 | 294 | NEW GARDENVILLE | West | West | 230 | 1246 | GARDENVILLE | 230 | 4 | Closed | 5e-05 | 0.0004 | 0.00154 | 1 | 0 | 453 | 936 | 579 | 0.2 | 0.4 | 1194 | Old | Closed | 0 | 0 | 0 | 0 | 0 | FALSE
294_1246_5 | 294 | NEW GARDENVILLE | West | West | 230 | 1246 | GARDENVILLE | 230 | 5 | Closed | 5e-05 | 0.00041 | 0.00155 | 1 | 0 | 453 | 936 | 579 | 0.2 | 0.4 | 1195 | Old | Closed | 0 | 0 | 0 | 0 | 0 | FALSE
294_1246_6 | 294 | NEW GARDENVILLE | West | West | 230 | 1246 | GARDENVILLE | 230 | 6 | Closed | 0.0001 | 0.00082 | 0.00312 | 1 | 0 | 453 | 936 | 579 | 0.2 | 0.8 | 1196 | Old | Closed | 0 | 0 | 0 | 0 | 0 | FALSE
294_1474_1 | 294 | NEW GARDENVILLE | West | West | 230 | 1474 | NEW GARDENVILLE | 115 | 1 | Closed | 0.00149 | 0.0623 | 0 | 1 | 0 | 326 | 369 | 423 | 0 | 0 | 1197 | Old | Closed | 0 | 0 | 0 | 0 | 0 | FALSE
294_298_1 | 294 | NEW GARDENVILLE | West | West | 230 | 298 | SENECA TERMINAL | 230 | 1 | Closed | 0.00055 | 0.00439 | 0.01676 | 1 | 0 | 453 | 936 | 579 | 2.7 | 4.2 | 1198 | Old | Closed | 0 | 0 | 0 | 0 | 0 | FALSE
295_1563_1 | 295 | UNKNOWN125363 | West | West | 115 | 1563 | STOLLE ROAD | 115 | 1 | Closed | 0.02739 | 0.11326 | 0.01875 | 1 | 0 | 167 | 556 | 210 | 12.1 | 22.8 | 1199 | Old | Closed | 0 | 0 | 0 | 0 | 0 | FALSE
296_973_1 | 296 | UNKNOWN125366 | West | West | 115 | 973 | TAP139839 | 115 | 1 | Closed | 9e-05 | 0.00037 | 6e-05 | 1 | 0 | 167 | 556 | 210 | 0.1 | 0.1 | 1200 | Old | Closed | 0 | 0 | 0 | 0 | 0 | FALSE
298_1315_1 | 298 | SENECA TERMINAL | West | West | 230 | 1315 | ELM ST | 230 | 1 | Closed | 0.00055 | 0.0044 | 0.01678 | 1 | 0 | 453 | 936 | 579 | 2.7 | 4.2 | 1201 | Old | Closed | 0 | 0 | 0 | 0 | 0 | FALSE
298_1475_1 | 298 | SENECA TERMINAL | West | West | 230 | 1475 | SENECA TERMINAL | 115 | 1 | Closed | 0.00149 | 0.0623 | 0 | 1 | 0 | 326 | 369 | 423 | 0 | 0 | 1202 | Old | Closed | 0 | 0 | 0 | 0 | 0 | FALSE
30_131_1 | 30 | UNKNOWN124195 | Central | Central | 115 | 131 | UNKNOWN124716 | 115 | 1 | Closed | 0.00843 | 0.03485 | 0.00577 | 1 | 0 | 167 | 556 | 210 | 5.2 | 7 | 1203 | Old | Closed | 0 | 0 | 0 | 0 | 0 | FALSE
30_55_1 | 30 | UNKNOWN124195 | Central | Central | 115 | 55 | UNKNOWN124257 | 115 | 1 | Closed | 0.02366 | 0.09785 | 0.0162 | 1 | 0 | 167 | 556 | 210 | 14.5 | 19.7 | 1204 | Old | Closed | 0 | 0 | 0 | 0 | 0 | FALSE
300_301_1 | 300 | UNKNOWN125370 | West | West | 115 | 301 | STATION 153 | 115 | 1 | Closed | 0.0004 | 0.00164 | 0.00027 | 1 | 0 | 167 | 556 | 210 | 0.2 | 0.3 | 1205 | Old | Closed | 0 | 0 | 0 | 0 | 0 | FALSE
302_303_1 | 302 | UNKNOWN125372 | West | West | 115 | 303 | UNKNOWN125373 | 115 | 1 | Closed | 0.00015 | 0.00062 | 0.0001 | 1 | 0 | 167 | 556 | 210 | 0.1 | 0.1 | 1206 | Old | Closed | 0 | 0 | 0 | 0 | 0 | FALSE
302_304_1 | 302 | UNKNOWN125372 | West | West | 115 | 304 | UNKNOWN125374 | 115 | 1 | Closed | 9e-05 | 0.00038 | 6e-05 | 1 | 0 | 167 | 556 | 210 | 0 | 0.1 | 1207 | Old | Closed | 0 | 0 | 0 | 0 | 0 | FALSE
305_1345_1 | 305 | UNKNOWN125375 | West | West | 115 | 1345 | TAP156241 | 115 | 1 | Closed | 6e-05 | 0.00027 | 4e-05 | 1 | 0 | 167 | 556 | 210 | 0 | 0.1 | 1208 | Old | Closed | 0 | 0 | 0 | 0 | 0 | FALSE
310_1435_1 | 310 | UNKNOWN125404 | West | West | 115 | 1435 | TAP166952 | 115 | 1 | Closed | 0.00038 | 0.00158 | 0.00026 | 1 | 0 | 167 | 556 | 210 | 0.2 | 0.3 | 1209 | Old | Closed | 0 | 0 | 0 | 0 | 0 | FALSE
310_1566_1 | 310 | UNKNOWN125404 | West | West | 115 | 1566 | HUNTLEY | 115 | 1 | Closed | 0.00072 | 0.00297 | 0.00049 | 1 | 0 | 167 | 556 | 210 | 0.4 | 0.6 | 1210 | Old | Closed | 0 | 0 | 0 | 0 | 0 | FALSE
313_1476_1 | 313 | CAMPUS | West | West | 230 | 1476 | CAMPUS | 115 | 1 | Closed | 0.00149 | 0.0623 | 0 | 1 | 0 | 326 | 369 | 423 | 0 | 0 | 1211 | Old | Closed | 0 | 0 | 0 | 0 | 0 | FALSE
315_1261_1 | 315 | SAWYER AVE | West | West | 230 | 1261 | HUNTLEY | 230 | 1 | Closed | 0.00018 | 0.00143 | 0.00547 | 1 | 0 | 453 | 936 | 579 | 0.9 | 1.4 | 1212 | Old | Closed | 0 | 0 | 0 | 0 | 0 | FALSE
315_1261_2 | 315 | SAWYER AVE | West | West | 230 | 1261 | HUNTLEY | 230 | 2 | Closed | 0.00018 | 0.00142 | 0.00541 | 1 | 0 | 453 | 936 | 579 | 0.9 | 1.4 | 1213 | Old | Closed | 0 | 0 | 0 | 0 | 0 | FALSE
32_31_1 | 32 | UNKNOWN124199 | Capital | Capital | 115 | 31 | UNKNOWN124198 | 115 | 1 | Closed | 0.0006 | 0.0027 | 0.00044 | 1 | 0 | 135 | 556 | 175 | 0.5 | 0.5 | 1214 | Old | Closed | 0 | 0 | 0 | 0 | 0 | FALSE
32_474_1 | 32 | UNKNOWN124199 | Capital | Capital | 115 | 474 | SPIER FALLS | 115 | 1 | Closed | 0.00565 | 0.02337 | 0.00387 | 1 | 0 | 167 | 556 | 210 | 3 | 4.7 | 1215 | Old | Closed | 0 | 0 | 0 | 0 | 0 | FALSE
32_678_2 | 32 | UNKNOWN124199 | Capital | Capital | 115 | 678 | TAP135767 | 115 | 2 | Closed | 0.006 | 0.027 | 0.0044 | 1 | 0 | 167 | 556 | 210 | 5.3 | 5.4 | 1216 | Old | Closed | 0 | 0 | 0 | 0 | 0 | FALSE
32_84_1 | 32 | UNKNOWN124199 | Capital | Capital | 115 | 84 | UNKNOWN124529 | 115 | 1 | Closed | 0.0108 | 0.0428 | 0.0055 | 1 | 0 | 120 | 556 | 120 | 7.3 | 7.6 | 1217 | Old | Closed | 0 | 0 | 0 | 0 | 0 | FALSE
323_1566_1 | 323 | UNKNOWN125422 | West | West | 115 | 1566 | HUNTLEY | 115 | 1 | Closed | 0.00927 | 0.03834 | 0.00635 | 1 | 0 | 167 | 556 | 210 | 5.3 | 7.7 | 1218 | Old | Closed | 0 | 0 | 0 | 0 | 0 | FALSE
324_1378_1 | 324 | UNKNOWN125426 | West | West | 115 | 1378 | TAP161025 | 115 | 1 | Closed | 6e-05 | 0.00023 | 4e-05 | 1 | 0 | 167 | 556 | 210 | 0 | 0 | 1219 | Old | Closed | 0 | 0 | 0 | 0 | 0 | FALSE
327_1374_1 | 327 | AYER RD | West | West | 115 | 1374 | TAP161015 | 115 | 1 | Closed | 0.00381 | 0.01577 | 0.00261 | 1 | 0 | 167 | 556 | 210 | 2 | 3.2 | 1220 | Old | Closed | 0 | 0 | 0 | 0 | 0 | FALSE
327_1375_1 | 327 | AYER RD | West | West | 115 | 1375 | TAP161016 | 115 | 1 | Closed | 0.00381 | 0.01577 | 0.00261 | 1 | 0 | 167 | 556 | 210 | 2 | 3.2 | 1221 | Old | Closed | 0 | 0 | 0 | 0 | 0 | FALSE
329_333_1 | 329 | TILDEN | Central | Central | 115 | 333 | HARRIS | 115 | 1 | Closed | 0.01084 | 0.04482 | 0.00742 | 1 | 0 | 167 | 556 | 210 | 6.3 | 9 | 1222 | Old | Closed | 0 | 0 | 0 | 0 | 0 | FALSE
329_335_1 | 329 | TILDEN | Central | Central | 115 | 335 | SOUTHWOOD | 115 | 1 | Closed | 0.00402 | 0.01663 | 0.00275 | 1 | 0 | 167 | 556 | 210 | 2.3 | 3.3 | 1223 | Old | Closed | 0 | 0 | 0 | 0 | 0 | FALSE
33_140_1 | 33 | UNKNOWN124200 | West | West | 115 | 140 | SOUTH PERRY | 115 | 1 | Closed | 0.00862 | 0.03565 | 0.0059 | 1 | 0 | 167 | 556 | 210 | 5.2 | 7.2 | 1224 | Old | Closed | 0 | 0 | 0 | 0 | 0 | FALSE
33_1469_1 | 33 | UNKNOWN124200 | West | West | 115 | 1469 | UNKNOWN124224 | 115 | 1 | Closed | 0.01066 | 0.04408 | 0.0073 | 1 | 0 | 167 | 556 | 210 | 7.8 | 8.9 | 1225 | Old | Closed | 0 | 0 | 0 | 0 | 0 | FALSE
330_1243_1 | 330 | UNKNOWN125433 | Central | Central | 345 | 1243 | LAFAYETTE | 345 | 1 | Closed | 4e-05 | 0.00057 | 0.01474 | 1 | 0 | 1216 | 2454 | 1804 | 1 | 1.4 | 1226 | Old | Closed | 0 | 0 | 0 | 0 | 0 | FALSE
330_331_1 | 330 | UNKNOWN125433 | Central | Central | 345 | 331 | UNKNOWN125434 | 345 | 1 | Closed | 2e-05 | 0.00023 | 0.00601 | 1 | 0 | 1216 | 2454 | 1804 | 0.4 | 0.6 | 1227 | Old | Closed | 0 | 0 | 0 | 0 | 0 | FALSE
331_332_1 | 331 | UNKNOWN125434 | Central | Central | 345 | 332 | ELBRIDGE | 345 | 1 | Closed | 0.00054 | 0.00818 | 0.21135 | 1 | 0 | 1216 | 2454 | 1804 | 13.2 | 20.5 | 1228 | Old | Closed | 0 | 0 | 0 | 0 | 0 | FALSE
332_1236_1 | 332 | ELBRIDGE | Central | Central | 345 | 1236 | OSWEGO | 345 | 1 | Closed | 0.00095 | 0.01444 | 0.37333 | 1 | 0 | 1216 | 2454 | 1804 | 29.5 | 36.3 | 1229 | Old | Closed | 0 | 0 | 0 | 0 | 0 | FALSE
332_1477_1 | 332 | ELBRIDGE | Central | Central | 345 | 1477 | ELBRIDGE | 115 | 1 | Closed | 0.0006 | 0.0524 | 0 | 1 | 0 | 417 | 518 | 599 | 0 | 0 | 1230 | Old | Closed | 0 | 0 | 0 | 0 | 0 | FALSE
333_334_1 | 333 | HARRIS | Central | Central | 115 | 334 | UNKNOWN125437 | 115 | 1 | Closed | 0.00419 | 0.01734 | 0.00287 | 1 | 0 | 167 | 556 | 210 | 3.1 | 3.5 | 1231 | Old | Closed | 0 | 0 | 0 | 0 | 0 | FALSE
334_1397_1 | 334 | UNKNOWN125437 | Central | Central | 115 | 1397 | TAP161178 | 115 | 1 | Closed | 0.00129 | 0.00534 | 0.00088 | 1 | 0 | 167 | 556 | 210 | 0.8 | 1.1 | 1232 | Old | Closed | 0 | 0 | 0 | 0 | 0 | FALSE
334_1398_1 | 334 | UNKNOWN125437 | Central | Central | 115 | 1398 | TAP161179 | 115 | 1 | Closed | 0.00148 | 0.0061 | 0.00101 | 1 | 0 | 167 | 556 | 210 | 0.9 | 1.2 | 1233 | Old | Closed | 0 | 0 | 0 | 0 | 0 | FALSE
334_1399_1 | 334 | UNKNOWN125437 | Central | Central | 115 | 1399 | TAP161180 | 115 | 1 | Closed | 0.00078 | 0.00323 | 0.00054 | 1 | 0 | 167 | 556 | 210 | 0.5 | 0.7 | 1234 | Old | Closed | 0 | 0 | 0 | 0 | 0 | FALSE
335_336_1 | 335 | SOUTHWOOD | Central | Central | 115 | 336 | PEBBLE HILL | 115 | 1 | Closed | 0.00366 | 0.01513 | 0.00251 | 1 | 0 | 167 | 556 | 210 | 2.4 | 3 | 1235 | Old | Closed | 0 | 0 | 0 | 0 | 0 | FALSE
336_1478_1 | 336 | PEBBLE HILL | Central | Central | 115 | 1478 | DEWITT | 115 | 1 | Closed | 0.00323 | 0.01337 | 0.00221 | 1 | 0 | 167 | 556 | 210 | 2.1 | 2.7 | 1236 | Old | Closed | 0 | 0 | 0 | 0 | 0 | FALSE
336_344_1 | 336 | PEBBLE HILL | Central | Central | 115 | 344 | UNKNOWN125447 | 115 | 1 | Closed | 0.0048 | 0.01984 | 0.00328 | 1 | 0 | 167 | 556 | 210 | 2.3 | 4 | 1237 | Old | Closed | 0 | 0 | 0 | 0 | 0 | FALSE
337_1237_1 | 337 | DEWITT | Central | Central | 345 | 1237 | CLAY | 345 | 1 | Closed | 0.00049 | 0.00744 | 0.19225 | 1 | 0 | 1216 | 2454 | 1804 | 12.2 | 18.7 | 1238 | Old | Closed | 0 | 0 | 0 | 0 | 0 | FALSE
337_1243_1 | 337 | DEWITT | Central | Central | 345 | 1243 | LAFAYETTE | 345 | 1 | Closed | 0.00027 | 0.00411 | 0.10625 | 1 | 0 | 1216 | 2454 | 1804 | 6.4 | 10.3 | 1239 | Old | Closed | 0 | 0 | 0 | 0 | 0 | FALSE
337_1478_1 | 337 | DEWITT | Central | Central | 345 | 1478 | DEWITT | 115 | 1 | Closed | 0.0006 | 0.0524 | 0 | 1 | 0 | 417 | 518 | 599 | 0 | 0 | 1240 | Old | Closed | 0 | 0 | 0 | 0 | 0 | FALSE
343_1294_1 | 343 | UNKNOWN125446 | Central | Central | 115 | 1294 | TEMPLE STATION 243 | 115 | 1 | Closed | 0.00342 | 0.01414 | 0.00234 | 1 | 0 | 167 | 556 | 210 | 1.9 | 2.8 | 1241 | Old | Closed | 0 | 0 | 0 | 0 | 0 | FALSE
35_191_1 | 35 | UNKNOWN124202 | North | North | 115 | 191 | UNKNOWN125029 | 115 | 1 | Closed | 0.01727 | 0.07139 | 0.01182 | 1 | 0 | 167 | 556 | 210 | 13 | 14.4 | 1242 | Old | Closed | 0 | 0 | 0 | 0 | 0 | FALSE
35_36_1 | 35 | UNKNOWN124202 | North | North | 115 | 36 | UNKNOWN124203 | 115 | 1 | Closed | 0.00018 | 0.00076 | 0.00013 | 1 | 0 | 220 | 563 | 265 | 0.1 | 0.2 | 1243 | Old | Closed | 0 | 0 | 0 | 45 | 90 | TRUE
35_36_2 | 35 | UNKNOWN124202 | North | North | 115 | 36 | UNKNOWN124203 | 115 | 2 | Closed | 0.00018 | 0.00076 | 0.00013 | 1 | 0 | 220 | 563 | 265 | 0.1 | 0.2 | 1244 | Old | Closed | 0 | 0 | 0 | 45 | 90 | TRUE
35_485_1 | 35 | UNKNOWN124202 | North | North | 115 | 485 | UNKNOWN127973 | 115 | 1 | Closed | 0.01865 | 0.07712 | 0.01277 | 1 | 0 | 221 | 556 | 244 | 13.9 | 15.5 | 1245 | Old | Closed | 0 | 0 | 0 | 105 | 99 | TRUE
35_485_2 | 35 | UNKNOWN124202 | North | North | 115 | 485 | UNKNOWN127973 | 115 | 2 | Closed | 0.01865 | 0.07712 | 0.01277 | 1 | 0 | 221 | 556 | 244 | 13.9 | 15.5 | 1246 | Old | Closed | 0 | 0 | 0 | 105 | 99 | TRUE
353_1460_1 | 353 | S OSWEGO | Central | Central | 115 | 1460 | TAP173533 | 115 | 1 | Closed | 0.00075 | 0.0031 | 0.00051 | 1 | 0 | 167 | 556 | 210 | 0.6 | 0.6 | 1247 | Old | Closed | 0 | 0 | 0 | 0 | 0 | FALSE
353_354_1 | 353 | S OSWEGO | Central | Central | 115 | 354 | UNKNOWN125473 | 115 | 1 | Closed | 0.01588 | 0.06565 | 0.01087 | 1 | 0 | 167 | 556 | 210 | 11 | 13.2 | 1248 | Old | Closed | 0 | 0 | 0 | 0 | 0 | FALSE
353_355_1 | 353 | S OSWEGO | Central | Central | 115 | 355 | BRISTOL HILL | 115 | 1 | Closed | 0.01464 | 0.06055 | 0.01003 | 1 | 0 | 167 | 556 | 210 | 9.3 | 12.2 | 1249 | Old | Closed | 0 | 0 | 0 | 0 | 0 | FALSE
353_359_1 | 353 | S OSWEGO | Central | Central | 115 | 359 | PALOMA | 115 | 1 | Closed | 0.00106 | 0.00438 | 0.00073 | 1 | 0 | 167 | 556 | 210 | 0.6 | 0.9 | 1250 | Old | Closed | 0 | 0 | 0 | 0 | 0 | FALSE
356_1462_1 | 356 | UNKNOWN125475 | Central | Central | 115 | 1462 | TAP173588 | 115 | 1 | Closed | 0.00328 | 0.01355 | 0.00224 | 1 | 0 | 211 | 211 | 232 | 2.3 | 2.7 | 1251 | Old | Closed | 0 | 0 | 0 | 0 | 21 | TRUE
356_1556_1 | 356 | UNKNOWN125475 | Central | Central | 115 | 1556 | SITHE | 115 | 1 | Closed | 0.00165 | 0.00683 | 0.00113 | 1 | 0 | 211 | 211 | 235 | 0.9 | 1.4 | 1252 | Old | Closed | 0 | 0 | 0 | 0 | 24 | TRUE
357_1239_1 | 357 | UNKNOWN125476 | Central | Central | 345 | 1239 | SCRIBA | 345 | 1 | Closed | 2e-05 | 0.00024 | 0.00613 | 1 | 0 | 1216 | 2454 | 1804 | 0.5 | 0.6 | 1253 | Old | Closed | 0 | 0 | 0 | 0 | 0 | FALSE
357_1239_2 | 357 | UNKNOWN125476 | Central | Central | 345 | 1239 | SCRIBA | 345 | 2 | Closed | 2e-05 | 0.00024 | 0.00614 | 1 | 0 | 1216 | 2454 | 1804 | 0.5 | 0.6 | 1254 | Old | Closed | 0 | 0 | 0 | 0 | 0 | FALSE
357_1479_1 | 357 | UNKNOWN125476 | Central | Central | 345 | 1479 | UNKNOWN125476 | 115 | 1 | Closed | 0.0006 | 0.0524 | 0 | 1 | 0 | 417 | 518 | 599 | 0 | 0 | 1255 | Old | Closed | 0 | 0 | 0 | 0 | 0 | FALSE
358_1241_1 | 358 | UNKNOWN125477 | Central | Central | 345 | 1241 | SITHE | 345 | 1 | Closed | 1e-05 | 0.00022 | 0.00572 | 1 | 0 | 2454 | 2454 | 2454 | 0.3 | 0.6 | 1256 | Old | Closed | 0 | 0 | 0 | 0 | 0 | FALSE
358_1241_2 | 358 | UNKNOWN125477 | Central | Central | 345 | 1241 | SITHE | 345 | 2 | Closed | 1e-05 | 0.00019 | 0.00482 | 1 | 0 | 2454 | 2454 | 2454 | 0.3 | 0.5 | 1257 | Old | Closed | 0 | 0 | 0 | 0 | 0 | FALSE
36_190_1 | 36 | UNKNOWN124203 | North | North | 115 | 190 | UNKNOWN125027 | 115 | 1 | Closed | 0.02914 | 0.1205 | 0.01995 | 1 | 0 | 167 | 556 | 210 | 15 | 24.2 | 1258 | Old | Closed | 0 | 0 | 0 | 0 | 0 | FALSE
36_192_1 | 36 | UNKNOWN124203 | North | North | 115 | 192 | UNKNOWN125031 | 115 | 1 | Closed | 0.00793 | 0.03281 | 0.00543 | 1 | 0 | 221 | 556 | 265 | 4.8 | 6.6 | 1259 | Old | Closed | 0 | 0 | 0 | 46 | 90 | TRUE
36_192_2 | 36 | UNKNOWN124203 | North | North | 115 | 192 | UNKNOWN125031 | 115 | 2 | Closed | 0.00793 | 0.03281 | 0.00543 | 1 | 0 | 221 | 556 | 265 | 4.8 | 6.6 | 1260 | Old | Closed | 0 | 0 | 0 | 46 | 90 | TRUE
363_1192_1 | 363 | UNKNOWN125565 | Central | Central | 115 | 1192 | TAP141072 | 115 | 1 | Closed | 0.00213 | 0.00882 | 0.00146 | 1 | 0 | 167 | 556 | 210 | 1.1 | 1.8 | 1261 | Old | Closed | 0 | 0 | 0 | 0 | 0 | FALSE
363_355_1 | 363 | UNKNOWN125565 | Central | Central | 115 | 355 | BRISTOL HILL | 115 | 1 | Closed | 0.00093 | 0.00386 | 0.00064 | 1 | 0 | 167 | 556 | 210 | 0.5 | 0.8 | 1262 | Old | Closed | 0 | 0 | 0 | 0 | 0 | FALSE
37_270_1 | 37 | UNKNOWN124205 | West | West | 115 | 270 | HINMAN | 115 | 1 | Closed | 0.00261 | 0.01077 | 0.00178 | 1 | 0 | 167 | 556 | 210 | 1.3 | 2.2 | 1263 | Old | Closed | 0 | 0 | 0 | 0 | 0 | FALSE
37_270_2 | 37 | UNKNOWN124205 | West | West | 115 | 270 | HINMAN | 115 | 2 | Closed | 0.00334 | 0.01382 | 0.00229 | 1 | 0 | 167 | 556 | 210 | 1.3 | 2.8 | 1264 | Old | Closed | 0 | 0 | 0 | 0 | 0 | FALSE
37_273_1 | 37 | UNKNOWN124205 | West | West | 115 | 273 | UNKNOWN125341 | 115 | 1 | Closed | 0.00153 | 0.00631 | 0.00104 | 1 | 0 | 167 | 556 | 210 | 0.7 | 1.3 | 1265 | Old | Closed | 0 | 0 | 0 | 0 | 0 | FALSE
371_372_1 | 371 | UNKNOWN125575 | Mohawk Valley | Mohawk Valley | 115 | 372 | UNKNOWN125576 | 115 | 1 | Closed | 0.01215 | 0.05023 | 0.00832 | 1 | 0 | 167 | 556 | 210 | 5.8 | 10.1 | 1266 | Old | Closed | 0 | 0 | 0 | 0 | 0 | FALSE
372_373_1 | 372 | UNKNOWN125576 | Mohawk Valley | Mohawk Valley | 115 | 373 | UNKNOWN125577 | 115 | 1 | Closed | 0.01859 | 0.07686 | 0.01273 | 1 | 0 | 167 | 556 | 210 | 13.3 | 15.5 | 1267 | Old | Closed | 0 | 0 | 0 | 0 | 0 | FALSE
378_1285_1 | 378 | UNKNOWN125582 | Mohawk Valley | Mohawk Valley | 115 | 1285 | UNKNOWN145214 | 115 | 1 | Closed | 0.0075 | 0.03102 | 0.00514 | 1 | 0 | 167 | 556 | 210 | 4.6 | 6.2 | 1268 | Old | Closed | 0 | 0 | 0 | 0 | 0 | FALSE
378_916_1 | 378 | UNKNOWN125582 | Mohawk Valley | Mohawk Valley | 115 | 916 | TAP139307 | 115 | 1 | Closed | 0.00567 | 0.02343 | 0.00388 | 1 | 0 | 167 | 556 | 210 | 4.1 | 4.7 | 1269 | Old | Closed | 0 | 0 | 0 | 0 | 0 | FALSE
379_1285_1 | 379 | UNKNOWN125583 | Mohawk Valley | Mohawk Valley | 115 | 1285 | UNKNOWN145214 | 115 | 1 | Closed | 0.0016 | 0.0066 | 0.00109 | 1 | 0 | 167 | 556 | 210 | 1.2 | 1.3 | 1270 | Old | Closed | 0 | 0 | 0 | 0 | 0 | FALSE
38_91_1 | 38 | BLISS WINDPARK | West | West | 115 | 91 | UNKNOWN124580 | 115 | 1 | Closed | 0.00853 | 0.03527 | 0.00584 | 1 | 0 | 167 | 556 | 210 | 5.2 | 7.1 | 1271 | Old | Closed | 0 | 0 | 0 | 0 | 0 | FALSE
38_97_1 | 38 | BLISS WINDPARK | West | Genesse | 115 | 97 | UNKNOWN124586 | 115 | 1 | Closed | 0.01486 | 0.06145 | 0.01018 | 1 | 0 | 167 | 556 | 210 | 10.8 | 12.4 | 1272 | Old | Closed | 0 | 0 | 0 | 0 | 0 | FALSE
380_1306_1 | 380 | ONEIDA | Mohawk Valley | Mohawk Valley | 115 | 1306 | PETERBORO | 115 | 1 | Closed | 0.01028 | 0.04251 | 0.00704 | 1 | 0 | 167 | 556 | 210 | 6.1 | 8.5 | 1273 | Old | Closed | 0 | 0 | 0 | 0 | 0 | FALSE
380_171_1 | 380 | ONEIDA | Mohawk Valley | Central | 115 | 171 | TEAL | 115 | 1 | Closed | 0.04424 | 0.18295 | 0.03029 | 1 | 0 | 167 | 556 | 210 | 24.9 | 36.8 | 1274 | Old | Closed | 0 | 0 | 0 | 0 | 0 | FALSE
380_381_1 | 380 | ONEIDA | Mohawk Valley | Mohawk Valley | 115 | 381 | UNKNOWN125598 | 115 | 1 | Closed | 0.00362 | 0.01495 | 0.00248 | 1 | 0 | 167 | 556 | 210 | 2.2 | 3 | 1275 | Old | Closed | 0 | 0 | 0 | 0 | 0 | FALSE
380_383_1 | 380 | ONEIDA | Mohawk Valley | Mohawk Valley | 115 | 383 | VAHNUNDASIS | 115 | 1 | Closed | 0.02753 | 0.11384 | 0.01885 | 1 | 0 | 167 | 556 | 210 | 15.1 | 22.9 | 1276 | Old | Closed | 0 | 0 | 0 | 0 | 0 | FALSE
380_393_1 | 380 | ONEIDA | Mohawk Valley | Mohawk Valley | 115 | 393 | TURNING STONE | 115 | 1 | Closed | 0.0039 | 0.01614 | 0.00267 | 1 | 0 | 167 | 556 | 210 | 2.4 | 3.2 | 1277 | Old | Closed | 0 | 0 | 0 | 0 | 0 | FALSE
383_431_1 | 383 | VAHNUNDASIS | Mohawk Valley | Mohawk Valley | 115 | 431 | CHADWICKS | 115 | 1 | Closed | 0.0083 | 0.03432 | 0.00568 | 1 | 0 | 167 | 556 | 210 | 4.8 | 6.9 | 1278 | Old | Closed | 0 | 0 | 0 | 0 | 0 | FALSE
383_432_1 | 383 | VAHNUNDASIS | Mohawk Valley | Mohawk Valley | 115 | 432 | UNKNOWN127515 | 115 | 1 | Closed | 0.00375 | 0.01551 | 0.00257 | 1 | 0 | 167 | 556 | 210 | 2 | 3.1 | 1279 | Old | Closed | 0 | 0 | 0 | 0 | 0 | FALSE
386_1548_1 | 386 | DEERFIELD | Mohawk Valley | Mohawk Valley | 115 | 1548 | PORTER | 115 | 1 | Closed | 0.0011 | 0.00454 | 0.00075 | 1 | 0 | 167 | 556 | 210 | 0.8 | 0.9 | 1280 | Old | Closed | 0 | 0 | 0 | 0 | 0 | FALSE
386_434_N | 386 | DEERFIELD | Mohawk Valley | Mohawk Valley | 115 | 434 | ROME | 115 | N | Closed | 0.02753 | 0.08201 | 0.00926 | 1 | 0 | 102 | 114 | 134 | 12.7 | 13.6 | 1281 | Old | Closed | 0 | 0 | 0 | 0 | 0 | FALSE
387_1548_1 | 387 | UNKNOWN125605 | Mohawk Valley | Mohawk Valley | 115 | 1548 | PORTER | 115 | 1 | Closed | 0.00664 | 0.02744 | 0.00454 | 1 | 0 | 167 | 556 | 210 | 4.3 | 5.5 | 1282 | Old | Closed | 0 | 0 | 0 | 0 | 0 | FALSE
39_1307_1 | 39 | UNKNOWN124224 | West | West | 230 | 1307 | WETHERSFIELD | 230 | 1 | Closed | 0.00092 | 0.0074 | 0.02824 | 1 | 0 | 453 | 936 | 579 | 4.3 | 7.1 | 1283 | Old | Closed | 0 | 0 | 0 | 0 | 0 | FALSE
39_1469_1 | 39 | UNKNOWN124224 | West | West | 230 | 1469 | UNKNOWN124224 | 115 | 1 | Closed | 0.00149 | 0.0623 | 0 | 1 | 0 | 326 | 369 | 423 | 0 | 0 | 1284 | Old | Closed | 0 | 0 | 0 | 0 | 0 | FALSE
390_1548_1 | 390 | SCHUYLER | Mohawk Valley | Mohawk Valley | 115 | 1548 | PORTER | 115 | 1 | Closed | 0.00927 | 0.03833 | 0.00635 | 1 | 0 | 167 | 556 | 210 | 5.2 | 7.7 | 1285 | Old | Closed | 0 | 0 | 0 | 0 | 0 | FALSE
390_385_1 | 390 | SCHUYLER | Mohawk Valley | Mohawk Valley | 115 | 385 | TERMINAL | 115 | 1 | Closed | 0.00693 | 0.02864 | 0.00474 | 1 | 0 | 167 | 556 | 210 | 3.2 | 5.8 | 1286 | Old | Closed | 0 | 0 | 0 | 0 | 0 | FALSE
391_1395_1 | 391 | TURIN | Mohawk Valley | Mohawk Valley | 115 | 1395 | TAP161164 | 115 | 1 | Closed | 0.00491 | 0.0203 | 0.00336 | 1 | 0 | 167 | 556 | 210 | 3.8 | 4.1 | 1287 | Old | Closed | 0 | 0 | 0 | 0 | 0 | FALSE
393_434_1 | 393 | TURNING STONE | Mohawk Valley | Mohawk Valley | 115 | 434 | ROME | 115 | 1 | Closed | 0.01438 | 0.05947 | 0.00985 | 1 | 0 | 167 | 556 | 210 | 9.1 | 12 | 1288 | Old | Closed | 0 | 0 | 0 | 0 | 0 | FALSE
395_1220_1 | 395 | UNKNOWN125628 | Mohawk Valley | Mohawk Valley | 230 | 1220 | ADIRONDACK | 230 | 1 | Closed | 0.00205 | 0.01649 | 0.0629 | 1 | 0 | 453 | 936 | 579 | 15.8 | 15.9 | 1289 | Old | Closed | 0 | 0 | 0 | 0 | 0 | FALSE
395_1221_1 | 395 | UNKNOWN125628 | Mohawk Valley | Mohawk Valley | 230 | 1221 | CHASES LAKE | 230 | 1 | Closed | 0.0023 | 0.0149 | 0.028 | 1 | 0 | 453 | 936 | 579 | 9.7 | 10.1 | 1290 | Old | Closed | 0 | 0 | 0 | 0 | 0 | FALSE
4_1527_1 | 4 | UNKNOWN124121 | North | North | 115 | 1527 | PLATTSBURGH | 115 | 1 | Closed | 0.00495 | 0.0211 | 0.0027 | 1 | 0 | 167 | 556 | 210 | 2.8 | 3.7 | 1291 | Old | Closed | 0 | 0 | 0 | 0 | 0 | FALSE
4_1527_2 | 4 | UNKNOWN124121 | North | North | 115 | 1527 | PLATTSBURGH | 115 | 2 | Closed | 0.00495 | 0.0211 | 0.0027 | 1 | 0 | 167 | 556 | 210 | 2.8 | 3.7 | 1292 | Old | Closed | 0 | 0 | 0 | 0 | 0 | FALSE
4_193_1 | 4 | UNKNOWN124121 | North | North | 115 | 193 | UNKNOWN125033 | 115 | 1 | Closed | 0.00102 | 0.00421 | 0.0007 | 1 | 0 | 167 | 556 | 210 | 0.7 | 0.8 | 1293 | Old | Closed | 0 | 0 | 0 | 0 | 0 | FALSE
4_193_2 | 4 | UNKNOWN124121 | North | North | 115 | 193 | UNKNOWN125033 | 115 | 2 | Closed | 0.00105 | 0.00435 | 0.00072 | 1 | 0 | 167 | 556 | 210 | 0.7 | 0.9 | 1294 | Old | Closed | 0 | 0 | 0 | 0 | 0 | FALSE
4_193_3 | 4 | UNKNOWN124121 | North | North | 115 | 193 | UNKNOWN125033 | 115 | 3 | Closed | 0.00103 | 0.00425 | 0.0007 | 1 | 0 | 167 | 556 | 210 | 0.7 | 0.9 | 1295 | Old | Closed | 0 | 0 | 0 | 0 | 0 | FALSE
4_449_1 | 4 | UNKNOWN124121 | North | North | 115 | 449 | UNKNOWN127611 | 115 | 1 | Closed | 0.00637 | 0.02634 | 0.00436 | 1 | 0 | 167 | 556 | 210 | 4.6 | 5.3 | 1296 | Old | Closed | 0 | 0 | 0 | 0 | 0 | FALSE
400_666_1 | 400 | SALISBURY | Mohawk Valley | Hudson Valley | 115 | 666 | SMITHFIELD | 115 | 1 | Open | 0.01 | 0.04134 | 0.00685 | 1 | 0 | 211 | 211 | 211 | 103.2 | 8.3 | 1297 | Old | Open | 0 | 0 | 0 | 0 | 0 | FALSE
402_403_1 | 402 | UNKNOWN125638 | Mohawk Valley | Mohawk Valley | 115 | 403 | UNKNOWN125639 | 115 | 1 | Closed | 0.03214 | 0.1329 | 0.02201 | 1 | 0 | 167 | 556 | 210 | 22.4 | 26.7 | 1298 | Old | Closed | 0 | 0 | 0 | 0 | 0 | FALSE
405_404_1 | 405 | UNKNOWN125641 | Mohawk Valley | Mohawk Valley | 115 | 404 | UNKNOWN125640 | 115 | 1 | Closed | 0.001 | 0.00405 | 0.00065 | 1 | 0 | 167 | 556 | 210 | 0.7 | 0.8 | 1299 | Old | Closed | 0 | 0 | 0 | 0 | 0 | FALSE
412_413_1 | 412 | UNKNOWN125649 | Mohawk Valley | Mohawk Valley | 115 | 413 | UNKNOWN125650 | 115 | 1 | Closed | 0.00747 | 0.03088 | 0.00511 | 1 | 0 | 167 | 556 | 210 | 3.9 | 6.2 | 1300 | Old | Closed | 0 | 0 | 0 | 0 | 0 | FALSE
412_419_1 | 412 | UNKNOWN125649 | Mohawk Valley | Mohawk Valley | 115 | 419 | UNKNOWN125657 | 115 | 1 | Closed | 0.01649 | 0.06817 | 0.01129 | 1 | 0 | 167 | 556 | 210 | 10.4 | 13.7 | 1301 | Old | Closed | 0 | 0 | 0 | 0 | 0 | FALSE
413_414_1 | 413 | UNKNOWN125650 | Mohawk Valley | Mohawk Valley | 115 | 414 | UNKNOWN125651 | 115 | 1 | Closed | 0.02428 | 0.10041 | 0.01663 | 1 | 0 | 167 | 556 | 210 | 14.8 | 20.2 | 1302 | Old | Closed | 0 | 0 | 0 | 0 | 0 | FALSE
413_579_1 | 413 | UNKNOWN125650 | Mohawk Valley | Mohawk Valley | 115 | 579 | UNKNOWN130198 | 115 | 1 | Closed | 0.00111 | 0.0046 | 0.00076 | 1 | 0 | 167 | 556 | 210 | 0.8 | 0.9 | 1303 | Old | Closed | 0 | 0 | 0 | 0 | 0 | FALSE
414_415_1 | 414 | UNKNOWN125651 | Mohawk Valley | Mohawk Valley | 115 | 415 | ALCOA MASSENA OPERATIONS - WEST PLANT | 115 | 1 | Closed | 0.0284 | 0.11743 | 0.01945 | 1 | 0 | 167 | 556 | 210 | 17.7 | 23.6 | 1304 | Old | Closed | 0 | 0 | 0 | 0 | 0 | FALSE
415_1546_1 | 415 | ALCOA MASSENA OPERATIONS - WEST PLANT | Mohawk Valley | Mohawk Valley | 115 | 1546 | MOSES | 115 | 1 | Closed | 0.01056 | 0.04366 | 0.00723 | 1 | 0 | 167 | 556 | 210 | 5.2 | 8.8 | 1305 | Old | Closed | 0 | 0 | 0 | 0 | 0 | FALSE
415_1546_2 | 415 | ALCOA MASSENA OPERATIONS - WEST PLANT | Mohawk Valley | Mohawk Valley | 115 | 1546 | MOSES | 115 | 2 | Closed | 0.01087 | 0.04493 | 0.00744 | 1 | 0 | 167 | 556 | 210 | 5.2 | 9 | 1306 | Old | Closed | 0 | 0 | 0 | 0 | 0 | FALSE
415_416_1 | 415 | ALCOA MASSENA OPERATIONS - WEST PLANT | Mohawk Valley | Mohawk Valley | 115 | 416 | UNKNOWN125653 | 115 | 1 | Closed | 0.00319 | 0.0132 | 0.00219 | 1 | 0 | 167 | 556 | 210 | 1.5 | 2.7 | 1307 | Old | Closed | 0 | 0 | 0 | 0 | 0 | FALSE
415_418_1 | 415 | ALCOA MASSENA OPERATIONS - WEST PLANT | Mohawk Valley | Mohawk Valley | 115 | 418 | UNKNOWN125655 | 115 | 1 | Closed | 0.00443 | 0.01831 | 0.00303 | 1 | 0 | 167 | 556 | 210 | 1.6 | 3.7 | 1308 | Old | Closed | 0 | 0 | 0 | 0 | 0 | FALSE
42_1330_1 | 42 | UNKNOWN124228 | West | West | 115 | 1330 | TAP155786 | 115 | 1 | Closed | 0.00036 | 0.00149 | 0.00025 | 1 | 0 | 167 | 556 | 210 | 0.3 | 0.3 | 1309 | Old | Closed | 0 | 0 | 0 | 0 | 0 | FALSE
42_1576_1 | 42 | UNKNOWN124228 | West | West | 115 | 1576 | FIVE MILE | 115 | 1 | Closed | 0.00889 | 0.03675 | 0.00609 | 1 | 0 | 167 | 556 | 210 | 7.3 | 7.4 | 1310 | Old | Closed | 0 | 0 | 0 | 0 | 0 | FALSE
42_1576_2 | 42 | UNKNOWN124228 | West | West | 115 | 1576 | FIVE MILE | 115 | 2 | Closed | 0.00886 | 0.03666 | 0.00607 | 1 | 0 | 167 | 556 | 210 | 7.3 | 7.4 | 1311 | Old | Closed | 0 | 0 | 0 | 0 | 0 | FALSE
42_46_1 | 42 | UNKNOWN124228 | West | West | 115 | 46 | W OLEAN | 115 | 1 | Closed | 0.00072 | 0.00296 | 0.00049 | 1 | 0 | 167 | 556 | 210 | 0.5 | 0.6 | 1312 | Old | Closed | 0 | 0 | 0 | 0 | 0 | FALSE
421_422_1 | 421 | UNKNOWN125659 | Mohawk Valley | Mohawk Valley | 115 | 422 | UNKNOWN125660 | 115 | 1 | Closed | 0.00243 | 0.01006 | 0.00167 | 1 | 0 | 167 | 556 | 210 | 1.5 | 2 | 1313 | Old | Closed | 0 | 0 | 0 | 0 | 0 | FALSE
423_1464_1 | 423 | UNKNOWN125661 | Mohawk Valley | Mohawk Valley | 115 | 1464 | TAP173590 | 115 | 1 | Closed | 0.00016 | 0.00066 | 0.00011 | 1 | 0 | 167 | 556 | 210 | 0.1 | 0.1 | 1314 | Old | Closed | 0 | 0 | 0 | 0 | 0 | FALSE
424_1285_1 | 424 | UNKNOWN125662 | Mohawk Valley | Mohawk Valley | 115 | 1285 | UNKNOWN145214 | 115 | 1 | Closed | 0.02798 | 0.11569 | 0.01916 | 1 | 0 | 167 | 556 | 210 | 20.3 | 23.3 | 1315 | Old | Closed | 0 | 0 | 0 | 0 | 0 | FALSE
424_1453_1 | 424 | UNKNOWN125662 | Mohawk Valley | Mohawk Valley | 115 | 1453 | TAP172475 | 115 | 1 | Closed | 0.00045 | 0.00185 | 0.00031 | 1 | 0 | 167 | 556 | 210 | 0.4 | 0.4 | 1316 | Old | Closed | 0 | 0 | 0 | 0 | 0 | FALSE
429_1546_1 | 429 | UNKNOWN125668 | Mohawk Valley | Mohawk Valley | 115 | 1546 | MOSES | 115 | 1 | Closed | 0.0062 | 0.02563 | 0.00424 | 1 | 0 | 167 | 556 | 210 | 3.1 | 5.2 | 1317 | Old | Closed | 0 | 0 | 0 | 0 | 0 | FALSE
430_431_1 | 430 | UNKNOWN127513 | Mohawk Valley | Mohawk Valley | 115 | 431 | CHADWICKS | 115 | 1 | Closed | 0.01399 | 0.05785 | 0.00958 | 1 | 0 | 167 | 556 | 210 | 10.2 | 11.6 | 1318 | Old | Closed | 0 | 0 | 0 | 0 | 0 | FALSE
434_1395_1 | 434 | ROME | Mohawk Valley | Mohawk Valley | 115 | 1395 | TAP161164 | 115 | 1 | Closed | 0.00466 | 0.01928 | 0.00319 | 1 | 0 | 167 | 556 | 210 | 2.5 | 3.9 | 1319 | Old | Closed | 0 | 0 | 0 | 0 | 0 | FALSE
434_1396_1 | 434 | ROME | Mohawk Valley | Mohawk Valley | 115 | 1396 | TAP161165 | 115 | 1 | Closed | 0.0037 | 0.0153 | 0.00253 | 1 | 0 | 167 | 556 | 210 | 1.5 | 3.1 | 1320 | Old | Closed | 0 | 0 | 0 | 0 | 0 | FALSE
440_1394_1 | 440 | GRIFFISS AIR BASE | Mohawk Valley | Mohawk Valley | 115 | 1394 | TAP161163 | 115 | 1 | Closed | 0.00414 | 0.01711 | 0.00283 | 1 | 0 | 167 | 556 | 210 | 2.1 | 3.4 | 1321 | Old | Closed | 0 | 0 | 0 | 0 | 0 | FALSE
447_1515_1 | 447 | UNKNOWN127607 | Mohawk Valley | Mohawk Valley | 115 | 1515 | WILLIS | 115 | 1 | Closed | 0.01688 | 0.06979 | 0.01156 | 1 | 0 | 167 | 556 | 210 | 9.5 | 14 | 1322 | Old | Closed | 0 | 0 | 0 | 0 | 0 | FALSE
448_447_1 | 448 | UNKNOWN127608 | Capital | Mohawk Valley | 115 | 447 | UNKNOWN127607 | 115 | 1 | Closed | 0.05919 | 0.24474 | 0.04053 | 1 | 0 | 167 | 556 | 210 | 33.9 | 49.2 | 1323 | Old | Closed | 0 | 0 | 0 | 0 | 0 | FALSE
449_1527_1 | 449 | UNKNOWN127611 | North | North | 115 | 1527 | PLATTSBURGH | 115 | 1 | Closed | 0.00573 | 0.02368 | 0.00392 | 1 | 0 | 211 | 556 | 233 | 2.1 | 4.8 | 1324 | Old | Closed | 0 | 0 | 0 | 0 | 0 | FALSE
449_450_1 | 449 | UNKNOWN127611 | North | North | 115 | 450 | UNKNOWN127613 | 115 | 1 | Closed | 0.02293 | 0.09483 | 0.0157 | 1 | 0 | 167 | 556 | 210 | 13.7 | 19.1 | 1325 | Old | Closed | 0 | 0 | 0 | 0 | 0 | FALSE
45_1330_1 | 45 | TAP124231 | West | West | 115 | 1330 | TAP155786 | 115 | 1 | Closed | 0.0088 | 0.03638 | 0.00602 | 1 | 0 | 167 | 556 | 210 | 3.7 | 7.3 | 1326 | Old | Closed | 0 | 0 | 0 | 0 | 0 | FALSE
45_43_1 | 45 | TAP124231 | West | West | 115 | 43 | DUGAN | 115 | 1 | Closed | 0.00052 | 0.00217 | 0.00036 | 1 | 0 | 167 | 556 | 210 | 0.3 | 0.4 | 1327 | Old | Closed | 0 | 0 | 0 | 0 | 0 | FALSE
45_44_1 | 45 | TAP124231 | West | West | 115 | 44 | UNKNOWN124230 | 115 | 1 | Closed | 0.00034 | 0.00142 | 0.00023 | 1 | 0 | 167 | 556 | 210 | 0.2 | 0.3 | 1328 | Old | Closed | 0 | 0 | 0 | 0 | 0 | FALSE
451_452_1 | 451 | UNKNOWN127615 | Capital | Capital | 115 | 452 | UNKNOWN127616 | 115 | 1 | Closed | 0.01144 | 0.04729 | 0.00783 | 1 | 0 | 167 | 556 | 210 | 5 | 9.5 | 1329 | Old | Closed | 0 | 0 | 0 | 0 | 0 | FALSE
459_1229_1 | 459 | UNKNOWN127634 | Mohawk Valley | Mohawk Valley | 115 | 1229 | MILFORD | 115 | 1 | Closed | 0.00894 | 0.03697 | 0.00612 | 1 | 0 | 167 | 556 | 210 | 6.4 | 7.4 | 1330 | Old | Closed | 0 | 0 | 0 | 0 | 0 | FALSE
46_1438_1 | 46 | W OLEAN | West | West | 115 | 1438 | DEADEND166956 | 115 | 1 | Closed | 0.00123 | 0.00508 | 0.00084 | 1 | 0 | 167 | 556 | 210 | 0.7 | 1 | 1331 | Old | Closed | 0 | 0 | 0 | 0 | 0 | FALSE
462_796_1 | 462 | UNKNOWN127711 | Capital | Capital | 115 | 796 | QUEENSBURY | 115 | 1 | Closed | 0.00554 | 0.02293 | 0.0038 | 1 | 0 | 167 | 556 | 210 | 3.2 | 4.6 | 1332 | Old | Closed | 0 | 0 | 0 | 0 | 0 | FALSE
465_466_1 | 465 | UNKNOWN127716 | Capital | Capital | 115 | 466 | UNKNOWN127717 | 115 | 1 | Closed | 0.0147 | 0.045 | 0.0195 | 1 | 0 | 167 | 556 | 210 | 14.7 | 14.6 | 1333 | Old | Closed | 0 | 0 | 0 | 0 | 0 | FALSE
465_797_1 | 465 | UNKNOWN127716 | Capital | Capital | 115 | 797 | WARRENSBURG | 115 | 1 | Closed | 0.00147 | 0.0061 | 0.00101 | 1 | 0 | 167 | 556 | 210 | 0.5 | 1.2 | 1334 | Old | Closed | 0 | 0 | 0 | 0 | 0 | FALSE
466_1444_1 | 466 | UNKNOWN127717 | Capital | Capital | 115 | 1444 | TAP167233 | 115 | 1 | Closed | 0.00022 | 0.00092 | 0.00015 | 1 | 0 | 167 | 556 | 210 | 0.1 | 0.2 | 1335 | Old | Closed | 0 | 0 | 0 | 0 | 0 | FALSE
471_693_1 | 471 | UNKNOWN127726 | Capital | Capital | 115 | 693 | BATTENKILL | 115 | 1 | Closed | 0.0242 | 0.10006 | 0.01657 | 1 | 0 | 167 | 556 | 210 | 12.8 | 20.1 | 1336 | Old | Closed | 0 | 0 | 0 | 0 | 0 | FALSE
473_694_1 | 473 | UNKNOWN127732 | Capital | Capital | 115 | 694 | WEST MILTON | 115 | 1 | Closed | 0.00055 | 0.00229 | 0.00038 | 1 | 0 | 167 | 556 | 210 | 0.2 | 0.5 | 1337 | Old | Closed | 0 | 0 | 0 | 0 | 0 | FALSE
474_683_1 | 474 | SPIER FALLS | Capital | Capital | 115 | 683 | MOHICAN | 115 | 1 | Closed | 0.01395 | 0.05768 | 0.00955 | 1 | 0 | 167 | 556 | 210 | 8.3 | 11.6 | 1338 | Old | Closed | 0 | 0 | 0 | 0 | 0 | FALSE
474_684_1 | 474 | SPIER FALLS | Capital | Capital | 115 | 684 | BUTLER | 115 | 1 | Closed | 0.00854 | 0.03533 | 0.00585 | 1 | 0 | 167 | 556 | 210 | 4.9 | 7.1 | 1339 | Old | Closed | 0 | 0 | 0 | 0 | 0 | FALSE
474_684_2 | 474 | SPIER FALLS | Capital | Capital | 115 | 684 | BUTLER | 115 | 2 | Closed | 0.00807 | 0.03337 | 0.00553 | 1 | 0 | 167 | 556 | 210 | 4.9 | 6.7 | 1340 | Old | Closed | 0 | 0 | 0 | 0 | 0 | FALSE
48_1108_1 | 48 | MACHIAS #13 | West | West | 115 | 1108 | ISHUA SWITCH TOWER | 115 | 1 | Closed | 0.01146 | 0.0474 | 0.00785 | 1 | 0 | 167 | 556 | 210 | 9.6 | 9.5 | 1341 | Old | Closed | 0 | 0 | 0 | 0 | 0 | FALSE
48_1369_1 | 48 | MACHIAS #13 | West | West | 115 | 1369 | TAP160987 | 115 | 1 | Closed | 0.02381 | 0.09844 | 0.0163 | 1 | 0 | 167 | 556 | 210 | 10.9 | 19.8 | 1342 | Old | Closed | 0 | 0 | 0 | 0 | 0 | FALSE
48_86_1 | 48 | MACHIAS #13 | West | West | 115 | 86 | UNKNOWN124575 | 115 | 1 | Closed | 0.01054 | 0.04358 | 0.00722 | 1 | 0 | 167 | 556 | 210 | 7.2 | 8.8 | 1343 | Old | Closed | 0 | 0 | 0 | 0 | 0 | FALSE
480_481_1 | 480 | UNKNOWN127903 | Capital | Capital | 115 | 481 | UNKNOWN127904 | 115 | 1 | Closed | 0.0131 | 0.05416 | 0.00897 | 1 | 0 | 167 | 556 | 210 | 9.1 | 10.9 | 1344 | Old | Closed | 0 | 0 | 0 | 0 | 0 | FALSE
481_482_1 | 481 | UNKNOWN127904 | Capital | Capital | 115 | 482 | UNKNOWN127905 | 115 | 1 | Closed | 0.00217 | 0.00898 | 0.00149 | 1 | 0 | 167 | 556 | 210 | 1.4 | 1.8 | 1345 | Old | Closed | 0 | 0 | 0 | 0 | 0 | FALSE
483_1480_1 | 483 | UNKNOWN127908 | Capital | Capital | 115 | 1480 | UNKNOWN127908 | 69 | 1 | Closed | 0.0032 | 0.1644 | 0 | 1 | 0 | 125 | 145 | 170 | 0 | 0 | 1346 | Old | Closed | 0 | 0 | 0 | 0 | 0 | FALSE
483_1507_1 | 483 | UNKNOWN127908 | Capital | Capital | 115 | 1507 | ROTTERDAM | 115 | 1 | Closed | 0.01457 | 0.06026 | 0.00998 | 1 | 0 | 167 | 556 | 210 | 9.7 | 12.1 | 1347 | Old | Closed | 0 | 0 | 0 | 0 | 0 | FALSE
485_490_1 | 485 | UNKNOWN127973 | North | Capital | 115 | 490 | UNKNOWN127981 | 115 | 1 | Closed | 0.04017 | 0.16613 | 0.02751 | 1 | 0 | 167 | 556 | 210 | 29.2 | 33.4 | 1348 | Old | Closed | 0 | 0 | 0 | 51 | 65 | TRUE
485_490_2 | 485 | UNKNOWN127973 | North | Capital | 115 | 490 | UNKNOWN127981 | 115 | 2 | Closed | 0.04017 | 0.16613 | 0.02751 | 1 | 0 | 167 | 556 | 210 | 29.2 | 33.4 | 1349 | Old | Closed | 0 | 0 | 0 | 51 | 65 | TRUE
487_488_1 | 487 | UNKNOWN127977 | Capital | Capital | 115 | 488 | UNKNOWN127978 | 115 | 1 | Closed | 0.0019 | 0.00787 | 0.0013 | 1 | 0 | 167 | 556 | 210 | 1.1 | 1.6 | 1350 | Old | Closed | 0 | 0 | 0 | 0 | 0 | FALSE
489_783_1 | 489 | UNKNOWN127980 | Capital | Capital | 115 | 783 | WHITEHALL | 115 | 1 | Closed | 0.02898 | 0.11982 | 0.01984 | 1 | 0 | 222 | 556 | 278 | 19.5 | 24.1 | 1351 | Old | Closed | 0 | 0 | 0 | 55 | 68 | TRUE
490_36_N | 490 | UNKNOWN127981 | Capital | North | 115 | 36 | UNKNOWN124203 | 115 | N | Closed | 0.0375 | 0.24 | 0.033 | 1 | 0 | 170 | 563 | 187 | 42.7 | 44 | 1352 | Old | Closed | 0 | 0 | 0 | 54 | 42 | TRUE
490_992_1 | 490 | UNKNOWN127981 | Capital | Capital | 115 | 992 | TAP139865 | 115 | 1 | Closed | 0.01727 | 0.07139 | 0.01182 | 1 | 0 | 167 | 556 | 210 | 14.2 | 14.4 | #N/A | New | Not 2019 | - | - | - | - | - | #VALUE!
496_497_1 | 496 | UNKNOWN128149 | Mohawk Valley | Mohawk Valley | 115 | 497 | UNKNOWN128150 | 115 | 1 | Closed | 0.01815 | 0.07504 | 0.01243 | 1 | 0 | 167 | 556 | 210 | 12.4 | 15.1 | 1353 | Old | Closed | 0 | 0 | 0 | 0 | 0 | FALSE
497_1223_1 | 497 | UNKNOWN128150 | Mohawk Valley | Mohawk Valley | 115 | 1223 | WOODBOURNE | 115 | 1 | Closed | 0.01089 | 0.04504 | 0.00746 | 1 | 0 | 167 | 556 | 210 | 6.7 | 9.1 | 1354 | Old | Closed | 0 | 0 | 0 | 0 | 0 | FALSE
497_1543_1 | 497 | UNKNOWN128150 | Mohawk Valley | Mohawk Valley | 115 | 1543 | COOPERS CORNER | 115 | 1 | Closed | 0.01385 | 0.05727 | 0.00948 | 1 | 0 | 167 | 556 | 210 | 7.1 | 11.5 | 1355 | Old | Closed | 0 | 0 | 0 | 0 | 0 | FALSE
498_1223_1 | 498 | UNKNOWN128153 | Mohawk Valley | Mohawk Valley | 115 | 1223 | WOODBOURNE | 115 | 1 | Closed | 0.00836 | 0.03457 | 0.00572 | 1 | 0 | 167 | 556 | 210 | 5.2 | 6.9 | 1356 | Old | Closed | 0 | 0 | 0 | 0 | 0 | FALSE
498_499_1 | 498 | UNKNOWN128153 | Mohawk Valley | Mohawk Valley | 115 | 499 | UNKNOWN128154 | 115 | 1 | Closed | 0.00769 | 0.0318 | 0.00527 | 1 | 0 | 167 | 556 | 210 | 5.7 | 6.4 | 1357 | Old | Closed | 0 | 0 | 0 | 0 | 0 | FALSE
499_1543_1 | 499 | UNKNOWN128154 | Mohawk Valley | Mohawk Valley | 115 | 1543 | COOPERS CORNER | 115 | 1 | Closed | 0.01594 | 0.06592 | 0.01092 | 1 | 0 | 167 | 556 | 210 | 9 | 13.3 | 1358 | Old | Closed | 0 | 0 | 0 | 0 | 0 | FALSE
50_412_1 | 50 | UNKNOWN124248 | Mohawk Valley | Mohawk Valley | 115 | 412 | UNKNOWN125649 | 115 | 1 | Closed | 0.00331 | 0.01367 | 0.00226 | 1 | 0 | 167 | 556 | 210 | 2.3 | 2.7 | 1359 | Old | Closed | 0 | 0 | 0 | 0 | 0 | FALSE
500_1481_1 | 500 | UNKNOWN128156 | Mohawk Valley | Mohawk Valley | 69 | 1481 | UNKNOWN128157 | 69 | 1 | Closed | 0.10557 | 0.24 | 0.00469 | 1 | 0 | 96 | 250 | 123 | 14.9 | 16.6 | 1360 | Old | Closed | 0 | 0 | 0 | 0 | 0 | FALSE
501_1481_1 | 501 | UNKNOWN128157 | Mohawk Valley | Mohawk Valley | 115 | 1481 | UNKNOWN128157 | 69 | 1 | Closed | 0.005 | 0.125 | 0 | 1 | 0 | 125 | 145 | 170 | 0 | 0 | 1361 | Old | Closed | 0 | 0 | 0 | 0 | 0 | FALSE
501_1543_1 | 501 | UNKNOWN128157 | Mohawk Valley | Mohawk Valley | 115 | 1543 | COOPERS CORNER | 115 | 1 | Closed | 0.02043 | 0.08447 | 0.01399 | 1 | 0 | 167 | 556 | 210 | 11.2 | 17 | 1362 | Old | Closed | 0 | 0 | 0 | 0 | 0 | FALSE
503_511_1 | 503 | UNKNOWN128265 | Capital | Capital | 115 | 511 | UNKNOWN128279 | 115 | 1 | Closed | 0.00031 | 0.00127 | 0.00021 | 1 | 0 | 167 | 556 | 210 | 0.2 | 0.3 | 1363 | Old | Closed | 0 | 0 | 0 | 0 | 0 | FALSE
503_511_2 | 503 | UNKNOWN128265 | Capital | Capital | 115 | 511 | UNKNOWN128279 | 115 | 2 | Closed | 0.00031 | 0.00128 | 0.00021 | 1 | 0 | 167 | 556 | 210 | 0.2 | 0.3 | 1364 | Old | Closed | 0 | 0 | 0 | 0 | 0 | FALSE
503_728_1 | 503 | UNKNOWN128265 | Capital | Capital | 115 | 728 | STATE CAMPUS | 115 | 1 | Closed | 0.00077 | 0.0032 | 0.00053 | 1 | 0 | 167 | 556 | 210 | 0.4 | 0.6 | 1365 | Old | Closed | 0 | 0 | 0 | 0 | 0 | FALSE
505_1520_1 | 505 | UNKNOWN128270 | Capital | Capital | 115 | 1520 | NEW SCOTLAND | 115 | 1 | Closed | 0.00892 | 0.0369 | 0.00611 | 1 | 0 | 167 | 556 | 210 | 5.3 | 7.4 | 1366 | Old | Closed | 0 | 0 | 0 | 0 | 0 | FALSE
507_1520_1 | 507 | UNKNOWN128273 | Capital | Capital | 115 | 1520 | NEW SCOTLAND | 115 | 1 | Closed | 0.00778 | 0.03216 | 0.00533 | 1 | 0 | 167 | 556 | 210 | 3.2 | 6.5 | 1367 | Old | Closed | 0 | 0 | 0 | 0 | 0 | FALSE
507_813_1 | 507 | UNKNOWN128273 | Capital | Capital | 115 | 813 | GREENBUSH | 115 | 1 | Closed | 0.01771 | 0.07322 | 0.01212 | 1 | 0 | 167 | 556 | 210 | 7.8 | 14.7 | 1368 | Old | Closed | 0 | 0 | 0 | 0 | 0 | FALSE
508_509_1 | 508 | UNKNOWN128274 | Capital | Capital | 115 | 509 | UNKNOWN128275 | 115 | 1 | Closed | 0.00016 | 0.00065 | 0.00011 | 1 | 0 | 556 | 556 | 556 | 0.1 | 0.1 | 1369 | Old | Closed | 0 | 0 | 0 | 0 | 0 | FALSE
508_509_2 | 508 | UNKNOWN128274 | Capital | Capital | 115 | 509 | UNKNOWN128275 | 115 | 2 | Closed | 0.00016 | 0.00065 | 0.00011 | 1 | 0 | 556 | 556 | 556 | 0.1 | 0.1 | 1370 | Old | Closed | 0 | 0 | 0 | 0 | 0 | FALSE
51_131_1 | 51 | UNKNOWN124251 | Central | Central | 115 | 131 | UNKNOWN124716 | 115 | 1 | Closed | 0.00276 | 0.01143 | 0.00189 | 1 | 0 | 167 | 556 | 210 | 1.4 | 2.3 | 1371 | Old | Closed | 0 | 0 | 0 | 0 | 0 | FALSE
510_815_1 | 510 | UNKNOWN128277 | Capital | Capital | 115 | 815 | TRINITY | 115 | 1 | Closed | 0.00146 | 0.00605 | 0.001 | 1 | 0 | 250 | 250 | 250 | 1.2 | 1.2 | 1372 | Old | Closed | 0 | 0 | 0 | 0 | 0 | FALSE
510_815_2 | 510 | UNKNOWN128277 | Capital | Capital | 115 | 815 | TRINITY | 115 | 2 | Closed | 0.00146 | 0.00605 | 0.001 | 1 | 0 | 250 | 250 | 250 | 1.2 | 1.2 | 1373 | Old | Closed | 0 | 0 | 0 | 0 | 0 | FALSE
511_720_1 | 511 | UNKNOWN128279 | Capital | Capital | 115 | 720 | WOLF ROAD | 115 | 1 | Closed | 0.00335 | 0.01385 | 0.00229 | 1 | 0 | 167 | 556 | 210 | 1.8 | 2.8 | 1374 | Old | Closed | 0 | 0 | 0 | 0 | 0 | FALSE
512_1482_1 | 512 | UNKNOWN128280 | Hudson Valley | Hudson Valley | 115 | 1482 | UNKNOWN128280 | 69 | 1 | Closed | 0.0032 | 0.1644 | 0 | 1 | 0 | 125 | 145 | 170 | 0 | 0 | 1375 | Old | Closed | 0 | 0 | 0 | 0 | 0 | FALSE
513_705_1 | 513 | UNKNOWN128285 | Capital | Capital | 115 | 705 | JOHNSON ROAD | 115 | 1 | Closed | 0.00272 | 0.01123 | 0.00186 | 1 | 0 | 167 | 556 | 210 | 1.2 | 2.3 | 1376 | Old | Closed | 0 | 0 | 0 | 0 | 0 | FALSE
514_1485_1 | 514 | UNKNOWN128941 | Hudson Valley | Capital | 69 | 1485 | UNKNOWN129014 | 69 | 1 | Closed | 0.03772 | 0.08576 | 0.00168 | 1 | 0 | 96 | 250 | 123 | 5.3 | 5.9 | 1377 | Old | Closed | 0 | 0 | 0 | 0 | 0 | FALSE
515_1483_1 | 515 | UNKNOWN128942 | Hudson Valley | Hudson Valley | 115 | 1483 | UNKNOWN128942 | 69 | 1 | Closed | 0.0032 | 0.1644 | 0 | 1 | 0 | 125 | 145 | 170 | 0 | 0 | 1378 | Old | Closed | 0 | 0 | 0 | 0 | 0 | FALSE
517_523_1 | 517 | UNKNOWN128944 | Capital | Capital | 115 | 523 | UNKNOWN129016 | 115 | 1 | Closed | 0.00876 | 0.03624 | 0.006 | 1 | 0 | 167 | 556 | 210 | 6.4 | 7.3 | 1379 | Old | Closed | 0 | 0 | 0 | 0 | 0 | FALSE
517_664_1 | 517 | UNKNOWN128944 | Capital | Capital | 115 | 664 | CRARYVILLE | 115 | 1 | Closed | 0.0175 | 0.07235 | 0.01198 | 1 | 0 | 167 | 556 | 210 | 13.6 | 14.5 | 1380 | Old | Closed | 0 | 0 | 0 | 0 | 0 | FALSE
518_1484_1 | 518 | UNKNOWN129008 | Hudson Valley | Hudson Valley | 115 | 1484 | UNKNOWN129008 | 69 | 1 | Closed | 0.0032 | 0.1644 | 0 | 1 | 0 | 125 | 145 | 170 | 0 | 0 | 1381 | Old | Closed | 0 | 0 | 0 | 0 | 0 | FALSE
52_131_1 | 52 | UNKNOWN124252 | Central | Central | 115 | 131 | UNKNOWN124716 | 115 | 1 | Closed | 0.01481 | 0.06124 | 0.01014 | 1 | 0 | 167 | 556 | 210 | 10 | 12.3 | 1382 | Old | Closed | 0 | 0 | 0 | 0 | 0 | FALSE
520_1509_1 | 520 | UNKNOWN129010 | Hudson Valley | Hudson Valley | 69 | 1509 | HURLEY AVENUE | 69 | 1 | Closed | 0.0262 | 0.05956 | 0.00116 | 1 | 0 | 96 | 250 | 123 | 2.2 | 4.1 | 1383 | Old | Closed | 0 | 0 | 0 | 0 | 0 | FALSE
520_638_1 | 520 | UNKNOWN129010 | Hudson Valley | Hudson Valley | 69 | 638 | STURGEON POOL | 69 | 1 | Closed | 0.03439 | 0.07819 | 0.00153 | 1 | 0 | 96 | 250 | 123 | 4.6 | 5.4 | 1384 | Old | Closed | 0 | 0 | 0 | 0 | 0 | FALSE
522_1485_1 | 522 | UNKNOWN129014 | Capital | Capital | 115 | 1485 | UNKNOWN129014 | 69 | 1 | Closed | 0.0032 | 0.1644 | 0 | 1 | 0 | 125 | 145 | 170 | 0 | 0 | 1385 | Old | Closed | 0 | 0 | 0 | 0 | 0 | FALSE
524_525_1 | 524 | UNKNOWN129024 | Hudson Valley | Hudson Valley | 115 | 525 | UNKNOWN129025 | 115 | 1 | Closed | 0.00544 | 0.02249 | 0.00372 | 1 | 0 | 250 | 250 | 250 | 3.7 | 4.5 | 1386 | Old | Closed | 0 | 0 | 0 | 0 | 0 | FALSE
524_537_1 | 524 | UNKNOWN129024 | Hudson Valley | Hudson Valley | 115 | 537 | UNKNOWN129097 | 115 | 1 | Closed | 0.00647 | 0.02677 | 0.00443 | 1 | 0 | 556 | 556 | 556 | 4 | 5.4 | 1387 | Old | Closed | 0 | 0 | 0 | 0 | 0 | FALSE
525_851_1 | 525 | UNKNOWN129025 | Hudson Valley | Hudson Valley | 115 | 851 | MARLBORO | 115 | 1 | Closed | 0.00606 | 0.02506 | 0.00415 | 1 | 0 | 250 | 250 | 250 | 4.2 | 5 | 1388 | Old | Closed | 0 | 0 | 0 | 0 | 0 | FALSE
527_1516_1 | 527 | UNKNOWN129051 | Hudson Valley | Hudson Valley | 69 | 1516 | MODENA | 69 | 1 | Closed | 0.00056 | 0.00126 | 2e-05 | 1 | 0 | 96 | 250 | 123 | 0.1 | 0.1 | 1389 | Old | Closed | 0 | 0 | 0 | 0 | 0 | FALSE
527_770_1 | 527 | UNKNOWN129051 | Hudson Valley | Hudson Valley | 69 | 770 | GALEVILLE | 69 | 1 | Closed | 0.03479 | 0.07909 | 0.00155 | 1 | 0 | 96 | 250 | 123 | 4.2 | 5.5 | 1390 | Old | Closed | 0 | 0 | 0 | 0 | 0 | FALSE
528_1487_1 | 528 | UNKNOWN129083 | Hudson Valley | Hudson Valley | 115 | 1487 | UNKNOWN129084 | 115 | 1 | Closed | 0.00919 | 0.03799 | 0.00629 | 1 | 0 | 198 | 556 | 260 | 6.1 | 7.6 | 1391 | Old | Closed | 0 | 0 | 0 | 0 | 0 | FALSE
528_666_1 | 528 | UNKNOWN129083 | Hudson Valley | Hudson Valley | 115 | 666 | SMITHFIELD | 115 | 1 | Closed | 0.01685 | 0.06968 | 0.01154 | 1 | 0 | 167 | 556 | 210 | 11 | 14 | 1392 | Old | Closed | 0 | 0 | 0 | 0 | 0 | FALSE
529_1486_1 | 529 | UNKNOWN129084 | Hudson Valley | Hudson Valley | 345 | 1486 | UNKNOWN129084 | 69 | 1 | Closed | 0.00106 | 0.0574 | 0 | 1 | 0 | 260 | 290 | 345 | 0 | 0 | 1393 | Old | Closed | 0 | 0 | 0 | 0 | 0 | FALSE
529_1487_1 | 529 | UNKNOWN129084 | Hudson Valley | Hudson Valley | 345 | 1487 | UNKNOWN129084 | 115 | 1 | Closed | 0.0006 | 0.0524 | 0 | 1 | 0 | 417 | 518 | 599 | 0 | 0 | 1394 | Old | Closed | 0 | 0 | 0 | 0 | 0 | FALSE
529_651_1 | 529 | UNKNOWN129084 | Hudson Valley | Hudson Valley | 345 | 651 | PLEASANT VALLEY | 345 | 1 | Closed | 1e-05 | 0.00011 | 0.00273 | 1 | 0 | 1216 | 2454 | 1804 | 0.2 | 0.3 | 1395 | Old | Closed | 0 | 0 | 0 | 0 | 0 | FALSE
529_651_2 | 529 | UNKNOWN129084 | Hudson Valley | Hudson Valley | 345 | 651 | PLEASANT VALLEY | 345 | 2 | Closed | 1e-05 | 0.00014 | 0.0035 | 1 | 0 | 1216 | 2454 | 1804 | 0.2 | 0.3 | 1396 | Old | Closed | 0 | 0 | 0 | 0 | 0 | FALSE
53_152_1 | 53 | UNKNOWN124253 | Central | Central | 115 | 152 | UNKNOWN124830 | 115 | 1 | Closed | 0.03542 | 0.14646 | 0.02425 | 1 | 0 | 167 | 556 | 210 | 21.9 | 29.4 | 1397 | Old | Closed | 0 | 0 | 0 | 0 | 0 | FALSE
530_858_1 | 530 | UNKNOWN129085 | Hudson Valley | Hudson Valley | 345 | 858 | E. FISHKILL | 345 | 1 | Closed | 0.00024 | 0.00373 | 0.09633 | 1 | 0 | 1216 | 2454 | 1804 | 6.2 | 9.4 | 1398 | Old | Closed | 0 | 0 | 0 | 0 | 0 | FALSE
530_860_1 | 530 | UNKNOWN129085 | Hudson Valley | Hudson Valley | 345 | 860 | NORTH CHELSEA | 115 | 1 | Closed | 0.0005 | 0.06 | 0 | 1 | 0 | 444 | 444 | 444 | 0.9 | 0 | 1399 | Old | Closed | 0 | 0 | 0 | 0 | 0 | FALSE
531_1401_1 | 531 | UNKNOWN129086 | Hudson Valley | Hudson Valley | 115 | 1401 | TAP161212 | 115 | 1 | Closed | 0.00023 | 0.00097 | 0.00016 | 1 | 0 | 556 | 556 | 556 | 0.1 | 0.2 | 1400 | Old | Closed | 0 | 0 | 0 | 0 | 0 | FALSE
531_532_1 | 531 | UNKNOWN129086 | Hudson Valley | Hudson Valley | 115 | 532 | UNKNOWN129087 | 115 | 1 | Closed | 0.00488 | 0.02016 | 0.00334 | 1 | 0 | 556 | 556 | 556 | 2.8 | 4.1 | 1401 | Old | Closed | 0 | 0 | 0 | 0 | 0 | FALSE
532_901_1 | 532 | UNKNOWN129087 | Hudson Valley | Hudson Valley | 115 | 901 | CROTON FALLS | 115 | 1 | Closed | 0.00686 | 0.02837 | 0.0047 | 1 | 0 | 556 | 556 | 556 | 4 | 5.7 | 1402 | Old | Closed | 0 | 0 | 0 | 0 | 0 | FALSE
533_1419_1 | 533 | UNKNOWN129090 | Hudson Valley | Hudson Valley | 69 | 1419 | TAP162546 | 69 | 1 | Closed | 0.02212 | 0.05029 | 0.00098 | 1 | 0 | 96 | 250 | 123 | 1.6 | 3.5 | 1403 | Old | Closed | 0 | 0 | 0 | 0 | 0 | FALSE
533_60_1 | 533 | UNKNOWN129090 | Hudson Valley | Mohawk Valley | 69 | 60 | UNKNOWN124328 | 69 | 1 | Closed | 0.04755 | 0.10809 | 0.00211 | 1 | 0 | 96 | 250 | 123 | 6.6 | 7.5 | 1404 | Old | Closed | 0 | 0 | 0 | 0 | 0 | FALSE
534_1419_1 | 534 | UNKNOWN129091 | Hudson Valley | Hudson Valley | 69 | 1419 | TAP162546 | 69 | 1 | Closed | 0.06393 | 0.14534 | 0.00284 | 1 | 0 | 96 | 250 | 123 | 7.3 | 10 | 1405 | Old | Closed | 0 | 0 | 0 | 0 | 0 | FALSE
534_1488_1 | 534 | UNKNOWN129091 | Hudson Valley | Hudson Valley | 69 | 1488 | SHOEMAKER | 69 | 1 | Closed | 0.06776 | 0.15405 | 0.00301 | 1 | 0 | 96 | 250 | 123 | 8.8 | 10.6 | 1406 | Old | Closed | 0 | 0 | 0 | 0 | 0 | FALSE
535_1488_1 | 535 | SHOEMAKER | Hudson Valley | Hudson Valley | 138 | 1488 | SHOEMAKER | 69 | 1 | Closed | 0.00302 | 0.10864 | 0 | 1 | 0 | 125 | 145 | 170 | 0 | 0 | 1407 | Old | Closed | 0 | 0 | 0 | 0 | 0 | FALSE
535_541_1 | 535 | SHOEMAKER | Hudson Valley | Hudson Valley | 138 | 541 | UNKNOWN129106 | 138 | 1 | Closed | 0.00022 | 0.0011 | 0.0083 | 1 | 0 | 261 | 562 | 432 | 0.8 | 1.5 | 1408 | Old | Closed | 0 | 0 | 0 | 0 | 0 | FALSE
535_544_1 | 535 | SHOEMAKER | Hudson Valley | Hudson Valley | 138 | 544 | UNKNOWN129110 | 138 | 1 | Closed | 0.0012 | 0.00602 | 0.04564 | 1 | 0 | 261 | 562 | 432 | 4.9 | 8.2 | 1409 | Old | Closed | 0 | 0 | 0 | 0 | 0 | FALSE
535_544_2 | 535 | SHOEMAKER | Hudson Valley | Hudson Valley | 138 | 544 | UNKNOWN129110 | 138 | 2 | Closed | 0.0012 | 0.00602 | 0.04564 | 1 | 0 | 261 | 562 | 432 | 4.9 | 8.2 | 1410 | Old | Closed | 0 | 0 | 0 | 0 | 0 | FALSE
535_757_1 | 535 | SHOEMAKER | Hudson Valley | Hudson Valley | 138 | 757 | SUGARLOAF | 138 | 1 | Closed | 0.00273 | 0.01363 | 0.10324 | 1 | 0 | 261 | 562 | 432 | 11.5 | 18.5 | 1411 | Old | Closed | 0 | 0 | 0 | 0 | 0 | FALSE
535_757_2 | 535 | SHOEMAKER | Hudson Valley | Hudson Valley | 138 | 757 | SUGARLOAF | 138 | 2 | Closed | 0.00273 | 0.01364 | 0.10336 | 1 | 0 | 261 | 562 | 432 | 11.5 | 18.6 | 1412 | Old | Closed | 0 | 0 | 0 | 0 | 0 | FALSE
536_1574_1 | 536 | UNKNOWN129096 | Hudson Valley | Hudson Valley | 138 | 1574 | UNKNOWN158122 | 138 | 1 | Closed | 2e-05 | 0.00013 | 0.00096 | 1 | 0 | 261 | 562 | 440 | 0.1 | 0.2 | 1413 | Old | Closed | 0 | 0 | 0 | 0 | 0 | FALSE
536_1574_2 | 536 | UNKNOWN129096 | Hudson Valley | Hudson Valley | 138 | 1574 | UNKNOWN158122 | 138 | 2 | Closed | 2e-05 | 0.00013 | 0.00096 | 1 | 0 | 261 | 562 | 440 | 0.1 | 0.2 | 1414 | Old | Closed | 0 | 0 | 0 | 0 | 0 | FALSE
536_546_1 | 536 | UNKNOWN129096 | Hudson Valley | Hudson Valley | 138 | 546 | UNKNOWN129180 | 138 | 1 | Closed | 0.00303 | 0.01517 | 0.11497 | 1 | 0 | 261 | 562 | 432 | 13.5 | 20.6 | 1415 | Old | Closed | 0 | 0 | 0 | 0 | 0 | FALSE
536_546_2 | 536 | UNKNOWN129096 | Hudson Valley | Hudson Valley | 138 | 546 | UNKNOWN129180 | 138 | 2 | Closed | 0.00303 | 0.01517 | 0.11496 | 1 | 0 | 261 | 562 | 432 | 13.5 | 20.6 | 1416 | Old | Closed | 0 | 0 | 0 | 0 | 0 | FALSE
536_757_1 | 536 | UNKNOWN129096 | Hudson Valley | Hudson Valley | 138 | 757 | SUGARLOAF | 138 | 1 | Closed | 2e-05 | 0.00011 | 0.00084 | 1 | 0 | 261 | 562 | 432 | 0.1 | 0.2 | 1417 | Old | Closed | 0 | 0 | 0 | 0 | 0 | FALSE
536_757_2 | 536 | UNKNOWN129096 | Hudson Valley | Hudson Valley | 138 | 757 | SUGARLOAF | 138 | 2 | Closed | 2e-05 | 0.0001 | 0.00078 | 1 | 0 | 261 | 562 | 432 | 0.1 | 0.1 | 1418 | Old | Closed | 0 | 0 | 0 | 0 | 0 | FALSE
536_757_3 | 536 | UNKNOWN129096 | Hudson Valley | Hudson Valley | 138 | 757 | SUGARLOAF | 138 | 3 | Closed | 2e-05 | 0.0001 | 0.00079 | 1 | 0 | 261 | 562 | 432 | 0.1 | 0.1 | 1419 | Old | Closed | 0 | 0 | 0 | 0 | 0 | FALSE
537_538_1 | 537 | UNKNOWN129097 | Hudson Valley | Hudson Valley | 115 | 538 | UNKNOWN129098 | 115 | 1 | Closed | 0.00677 | 0.02798 | 0.00463 | 1 | 0 | 167 | 556 | 210 | 3 | 5.6 | 1420 | Old | Closed | 0 | 0 | 0 | 0 | 0 | FALSE
537_771_1 | 537 | UNKNOWN129097 | Hudson Valley | Hudson Valley | 115 | 771 | MODENA | 115 | 1 | Closed | 0.00695 | 0.02874 | 0.00476 | 1 | 0 | 200 | 556 | 210 | 5.6 | 5.8 | 1421 | Old | Closed | 0 | 0 | 0 | 0 | 0 | FALSE
537_781_1 | 537 | UNKNOWN129097 | Hudson Valley | Hudson Valley | 115 | 781 | ROCK TAVERN (115KV) | 115 | 1 | Closed | 0.00927 | 0.03834 | 0.00635 | 1 | 0 | 167 | 556 | 210 | 7.5 | 7.7 | 1422 | Old | Closed | 0 | 0 | 0 | 0 | 0 | FALSE
538_781_1 | 538 | UNKNOWN129098 | Hudson Valley | Hudson Valley | 115 | 781 | ROCK TAVERN (115KV) | 115 | 1 | Closed | 0.00902 | 0.03731 | 0.00618 | 1 | 0 | 167 | 556 | 210 | 5.2 | 7.5 | 1423 | Old | Closed | 0 | 0 | 0 | 0 | 0 | FALSE
539_540_1 | 539 | UNKNOWN129103 | Hudson Valley | Hudson Valley | 69 | 540 | UNKNOWN129104 | 69 | 1 | Closed | 0.008 | 0.0212 | 0.00024 | 1 | 0 | 77 | 99 | 107 | 1 | 1.1 | 1424 | Old | Closed | 0 | 0 | 0 | 0 | 0 | FALSE
539_758_1 | 539 | UNKNOWN129103 | Hudson Valley | Hudson Valley | 69 | 758 | UNKNOWN135955 | 69 | 1 | Closed | 0.01761 | 0.04003 | 0.00078 | 1 | 0 | 96 | 250 | 123 | 1.3 | 2.8 | 1425 | Old | Closed | 0 | 0 | 0 | 0 | 0 | FALSE
54_132_1 | 54 | UNKNOWN124256 | Central | Central | 230 | 132 | UNKNOWN124725 | 230 | 1 | Closed | 0.00359 | 0.02888 | 0.11019 | 1 | 0 | 453 | 936 | 579 | 19.3 | 27.9 | 1426 | Old | Closed | 0 | 0 | 0 | 0 | 0 | FALSE
540_541_1 | 540 | UNKNOWN129104 | Hudson Valley | Hudson Valley | 69 | 541 | UNKNOWN129106 | 138 | 1 | Closed | 0.001 | 0.068 | 0 | 1 | 0 | 233 | 233 | 344 | 3 | 0 | 1427 | Old | Closed | 0 | 0 | 0 | 0 | 0 | FALSE
542_781_1 | 542 | UNKNOWN129107 | Hudson Valley | Hudson Valley | 115 | 781 | ROCK TAVERN (115KV) | 115 | 1 | Closed | 0.0084 | 0.03473 | 0.00575 | 1 | 0 | 167 | 556 | 210 | 5.2 | 7 | 1428 | Old | Closed | 0 | 0 | 0 | 0 | 0 | FALSE
543_781_1 | 543 | UNKNOWN129109 | Hudson Valley | Hudson Valley | 115 | 781 | ROCK TAVERN (115KV) | 115 | 1 | Closed | 0.01365 | 0.05643 | 0.00934 | 1 | 0 | 167 | 556 | 210 | 7.9 | 11.3 | 1429 | Old | Closed | 0 | 0 | 0 | 0 | 0 | FALSE
546_1518_1 | 546 | UNKNOWN129180 | Hudson Valley | Hudson Valley | 138 | 1518 | RAMAPO | 138 | 1 | Closed | 0.00046 | 0.00229 | 0.01736 | 1 | 0 | 361 | 361 | 381 | 1.7 | 3.1 | 1430 | Old | Closed | 0 | 0 | 0 | 0 | 0 | FALSE
547_594_1 | 547 | UNKNOWN129188 | Dunwoodie | Dunwoodie | 345 | 594 | SPRAIN BROOK | 345 | 1 | Closed | 0.00028 | 0.00425 | 0.10981 | 1 | 0 | 1216 | 2454 | 1804 | 8.4 | 10.7 | 1431 | Old | Closed | 0 | 0 | 0 | 0 | 0 | FALSE
547_594_2 | 547 | UNKNOWN129188 | Dunwoodie | Dunwoodie | 345 | 594 | SPRAIN BROOK | 345 | 2 | Closed | 0.00028 | 0.00425 | 0.10981 | 1 | 0 | 1216 | 2454 | 1804 | 8.4 | 10.7 | 1432 | Old | Closed | 0 | 0 | 0 | 0 | 0 | FALSE
547_594_3 | 547 | UNKNOWN129188 | Dunwoodie | Dunwoodie | 345 | 594 | SPRAIN BROOK | 345 | 3 | Closed | 0.00028 | 0.00429 | 0.1109 | 1 | 0 | 1216 | 2454 | 1804 | 8.4 | 10.8 | 1433 | Old | Closed | 0 | 0 | 0 | 0 | 0 | FALSE
547_594_4 | 547 | UNKNOWN129188 | Dunwoodie | Dunwoodie | 345 | 594 | SPRAIN BROOK | 345 | 4 | Closed | 0.00028 | 0.0043 | 0.11125 | 1 | 0 | 1216 | 2454 | 1804 | 8.4 | 10.8 | 1434 | Old | Closed | 0 | 0 | 0 | 0 | 0 | FALSE
547_594_5W | 547 | UNKNOWN129188 | Dunwoodie | Dunwoodie | 345 | 594 | SPRAIN BROOK | 345 | 5W | Closed | 0.00028 | 0.0043 | 0.11125 | 1 | 0 | 1216 | 2454 | 1804 | 8.4 | 10.8 | #N/A | New | Not 2019 | - | - | - | - | - | #VALUE!
547_897_1 | 547 | UNKNOWN129188 | Dunwoodie | Millwood | 345 | 897 | MILLWOOD | 345 | 1 | Closed | 0.00028 | 0.00424 | 0.10951 | 1 | 0 | 1216 | 2454 | 1804 | 8.2 | 10.6 | 1435 | Old | Closed | 0 | 0 | 0 | 0 | 0 | FALSE
547_897_2 | 547 | UNKNOWN129188 | Dunwoodie | Millwood | 345 | 897 | MILLWOOD | 345 | 2 | Closed | 0.00028 | 0.00432 | 0.11162 | 1 | 0 | 1216 | 2454 | 1804 | 8.2 | 10.9 | 1436 | Old | Closed | 0 | 0 | 0 | 0 | 0 | FALSE
547_897_3 | 547 | UNKNOWN129188 | Dunwoodie | Millwood | 345 | 897 | MILLWOOD | 345 | 3 | Closed | 0.00028 | 0.0043 | 0.11121 | 1 | 0 | 1216 | 2454 | 1804 | 8.2 | 10.8 | 1437 | Old | Closed | 0 | 0 | 0 | 0 | 0 | FALSE
547_897_4W | 547 | UNKNOWN129188 | Dunwoodie | Millwood | 345 | 897 | MILLWOOD | 345 | 4W | Closed | 0.00028 | 0.0043 | 0.11121 | 1 | 0 | 1216 | 2454 | 1804 | 8.2 | 10.8 | #N/A | New | Not 2019 | - | - | - | - | - | #VALUE!
547_897_5W | 547 | UNKNOWN129188 | Dunwoodie | Millwood | 345 | 897 | MILLWOOD | 345 | 5W | Closed | 0.00028 | 0.0043 | 0.11121 | 1 | 0 | 1216 | 2454 | 1804 | 8.2 | 10.8 | #N/A | New | Not 2019 | - | - | - | - | - | #VALUE!
547_900_1 | 547 | UNKNOWN129188 | Dunwoodie | Millwood | 345 | 900 | BUCHANAN | 345 | 1 | Closed | 0.0006 | 0.00919 | 0.23757 | 1 | 0 | 1216 | 2454 | 1804 | 14.3 | 23.1 | 1438 | Old | Closed | 0 | 0 | 0 | 0 | 0 | FALSE
547_900_2W | 547 | UNKNOWN129188 | Dunwoodie | Millwood | 345 | 900 | BUCHANAN | 345 | 2W | Closed | 0.0006 | 0.00919 | 0.23757 | 1 | 0 | 1216 | 2454 | 1804 | 14.3 | 23.1 | #N/A | New | Not 2019 | - | - | - | - | - | #VALUE!
549_737_1 | 549 | UNKNOWN129193 | Long Island | Long Island | 69 | 737 | BRIDGEHAMPTON | 69 | 1 | Closed | 0.03551 | 0.089 | 0.00158 | 1 | 0 | 200 | 250 | 200 | 4.5 | 5.9 | 1439 | Old | Closed | 0 | 0 | 0 | 0 | 0 | FALSE
549_737_2 | 549 | UNKNOWN129193 | Long Island | Long Island | 69 | 737 | BRIDGEHAMPTON | 69 | 2 | Closed | 0.03551 | 0.089 | 0.00158 | 1 | 0 | 200 | 250 | 200 | 4.5 | 5.9 | 1440 | Old | Closed | 0 | 0 | 0 | 0 | 0 | FALSE
549_739_1 | 549 | UNKNOWN129193 | Long Island | Long Island | 69 | 739 | CANAL | 69 | 1 | Closed | 0.06254 | 0.14217 | 0.00278 | 1 | 0 | 250 | 250 | 250 | 7 | 9.8 | 1441 | Old | Closed | 0 | 0 | 0 | 0 | 0 | FALSE
549_739_2 | 549 | UNKNOWN129193 | Long Island | Long Island | 69 | 739 | CANAL | 69 | 2 | Closed | 0.06254 | 0.14217 | 0.00278 | 1 | 0 | 250 | 250 | 250 | 7 | 9.8 | 1442 | Old | Closed | 0 | 0 | 0 | 0 | 0 | FALSE
55_56_1 | 55 | UNKNOWN124257 | Central | Central | 115 | 56 | UNKNOWN124258 | 115 | 1 | Closed | 0.00881 | 0.03642 | 0.00603 | 1 | 0 | 167 | 556 | 210 | 6.7 | 7.3 | 1443 | Old | Closed | 0 | 0 | 0 | 0 | 0 | FALSE
550_1164_1 | 550 | UNKNOWN129197 | Long Island | Long Island | 138 | 1164 | BROOKHAVEN | 138 | 1 | Closed | 0.00232 | 0.01159 | 0.08778 | 1 | 0 | 261 | 562 | 432 | 9.3 | 15.8 | 1444 | Old | Closed | 0 | 0 | 0 | 0 | 0 | FALSE
550_1164_2 | 550 | UNKNOWN129197 | Long Island | Long Island | 138 | 1164 | BROOKHAVEN | 138 | 2 | Closed | 0.00232 | 0.0116 | 0.08786 | 1 | 0 | 261 | 562 | 432 | 9.3 | 15.8 | 1445 | Old | Closed | 0 | 0 | 0 | 0 | 0 | FALSE
550_1165_1 | 550 | UNKNOWN129197 | Long Island | Long Island | 138 | 1165 | WILDWOOD | 138 | 1 | Closed | 0.00261 | 0.01304 | 0.09879 | 1 | 0 | 261 | 562 | 432 | 9.5 | 17.7 | 1446 | Old | Closed | 0 | 0 | 0 | 0 | 0 | FALSE
550_1165_2 | 550 | UNKNOWN129197 | Long Island | Long Island | 138 | 1165 | WILDWOOD | 138 | 2 | Closed | 0.00261 | 0.01304 | 0.09879 | 1 | 0 | 261 | 562 | 432 | 9.5 | 17.7 | 1447 | Old | Closed | 0 | 0 | 0 | 0 | 0 | FALSE
550_1170_1 | 550 | UNKNOWN129197 | Long Island | Long Island | 138 | 1170 | UNKNOWN141047 | 138 | 1 | Closed | 0.00104 | 0.0052 | 0.03937 | 1 | 0 | 261 | 562 | 432 | 4.6 | 7.1 | 1448 | Old | Closed | 0 | 0 | 0 | 0 | 0 | FALSE
550_1489_1 | 550 | UNKNOWN129197 | Long Island | Long Island | 138 | 1489 | UNKNOWN129197 | 69 | 1 | Closed | 0.00302 | 0.10864 | 0 | 1 | 0 | 500 | 500 | 500 | 0 | 0 | 1449 | Old | Closed | 0 | 0 | 0 | 0 | 0 | FALSE
550_1489_2 | 550 | UNKNOWN129197 | Long Island | Long Island | 138 | 1489 | UNKNOWN129197 | 69 | 2 | Closed | 0.00302 | 0.10864 | 0 | 1 | 0 | 500 | 500 | 500 | 0 | 0 | 1450 | Old | Closed | 0 | 0 | 0 | 0 | 0 | FALSE
551_1539_1 | 551 | UNKNOWN129199 | Long Island | Long Island | 69 | 1539 | BROOKHAVEN | 69 | 1 | Closed | 0.01223 | 0.02781 | 0.00054 | 1 | 0 | 96 | 250 | 123 | 1.4 | 1.9 | 1451 | Old | Closed | 0 | 0 | 0 | 0 | 0 | FALSE
551_1539_2 | 551 | UNKNOWN129199 | Long Island | Long Island | 69 | 1539 | BROOKHAVEN | 69 | 2 | Closed | 0.01234 | 0.02805 | 0.00055 | 1 | 0 | 96 | 250 | 123 | 1.4 | 1.9 | 1452 | Old | Closed | 0 | 0 | 0 | 0 | 0 | FALSE
552_1490_1 | 552 | UNKNOWN129212 | Long Island | Long Island | 138 | 1490 | UNKNOWN129212 | 69 | 1 | Closed | 0.00302 | 0.10864 | 0 | 1 | 0 | 125 | 145 | 170 | 0 | 0 | 1453 | Old | Closed | 0 | 0 | 0 | 0 | 0 | FALSE
552_608_1 | 552 | UNKNOWN129212 | Long Island | Long Island | 138 | 608 | HOLBROOK | 138 | 1 | Closed | 0.00178 | 0.00889 | 0.06732 | 1 | 0 | 261 | 562 | 432 | 8.8 | 12.1 | 1454 | Old | Closed | 0 | 0 | 0 | 0 | 0 | FALSE
552_608_2 | 552 | UNKNOWN129212 | Long Island | Long Island | 138 | 608 | HOLBROOK | 138 | 2 | Closed | 0.00177 | 0.00885 | 0.06702 | 1 | 0 | 261 | 562 | 432 | 8.8 | 12 | 1455 | Old | Closed | 0 | 0 | 0 | 0 | 0 | FALSE
553_842_1 | 553 | UNKNOWN129228 | Long Island | Long Island | 138 | 842 | RULAND ROAD | 138 | 1 | Closed | 0.0001 | 0.001 | 0.03 | 1 | 0 | 400 | 562 | 480 | 2.7 | 2.7 | 1456 | Old | Closed | 0 | 0 | 0 | 0 | 48 | TRUE
553_842_2 | 553 | UNKNOWN129228 | Long Island | Long Island | 138 | 842 | RULAND ROAD | 138 | 2 | Closed | 0.00018 | 0.001 | 0.0305 | 1 | 0 | 400 | 562 | 480 | 2.7 | 2.7 | 1457 | Old | Closed | 0 | 0 | 0 | 0 | 48 | TRUE
554_1164_1 | 554 | UNKNOWN129497 | Long Island | Long Island | 138 | 1164 | BROOKHAVEN | 138 | 1 | Closed | 0.00144 | 0.00719 | 0.05447 | 1 | 0 | 261 | 562 | 432 | 5.3 | 9.8 | 1458 | Old | Closed | 0 | 0 | 0 | 0 | 0 | FALSE
554_1164_2 | 554 | UNKNOWN129497 | Long Island | Long Island | 138 | 1164 | BROOKHAVEN | 138 | 2 | Closed | 0.00143 | 0.00712 | 0.05398 | 1 | 0 | 261 | 562 | 432 | 5.3 | 9.7 | 1459 | Old | Closed | 0 | 0 | 0 | 0 | 0 | FALSE
554_1164_3 | 554 | UNKNOWN129497 | Long Island | Long Island | 138 | 1164 | BROOKHAVEN | 138 | 3 | Closed | 0.00143 | 0.00712 | 0.05398 | 1 | 0 | 261 | 562 | 432 | 5.3 | 9.7 | 1460 | Old | Closed | 0 | 0 | 0 | 0 | 0 | FALSE
554_1491_1 | 554 | UNKNOWN129497 | Long Island | Long Island | 138 | 1491 | UNKNOWN129497 | 69 | 1 | Closed | 0.00302 | 0.10864 | 0 | 1 | 0 | 125 | 145 | 170 | 0 | 0 | 1461 | Old | Closed | 0 | 0 | 0 | 0 | 0 | FALSE
554_555_1 | 554 | UNKNOWN129497 | Long Island | Long Island | 138 | 555 | UNKNOWN129500 | 138 | 1 | Closed | 0.00203 | 0.01013 | 0.07672 | 1 | 0 | 261 | 562 | 432 | 6.9 | 13.8 | 1462 | Old | Closed | 0 | 0 | 0 | 0 | 0 | FALSE
554_608_1 | 554 | UNKNOWN129497 | Long Island | Long Island | 138 | 608 | HOLBROOK | 138 | 1 | Closed | 0.00199 | 0.00994 | 0.07534 | 1 | 0 | 261 | 562 | 432 | 7 | 13.5 | 1463 | Old | Closed | 0 | 0 | 0 | 0 | 0 | FALSE
555_1492_1 | 555 | UNKNOWN129500 | Long Island | Long Island | 138 | 1492 | UNKNOWN129500 | 69 | 1 | Closed | 0.00302 | 0.10864 | 0 | 1 | 0 | 250 | 250 | 250 | 0 | 0 | 1464 | Old | Closed | 0 | 0 | 0 | 0 | 0 | FALSE
555_608_1 | 555 | UNKNOWN129500 | Long Island | Long Island | 138 | 608 | HOLBROOK | 138 | 1 | Closed | 7e-05 | 0.00037 | 0.00283 | 1 | 0 | 261 | 562 | 432 | 0.3 | 0.5 | 1465 | Old | Closed | 0 | 0 | 0 | 0 | 0 | FALSE
556_597_1 | 556 | WEST ASTORIA | NYC | NYC | 138 | 597 | NORTH QUEENS | 138 | 1 | Closed | 8e-05 | 0.00042 | 0.00322 | 1 | 0 | 562 | 562 | 562 | 0.4 | 0.6 | 1466 | Old | Closed | 0 | 0 | 0 | 0 | 0 | FALSE
556_629_1 | 556 | WEST ASTORIA | NYC | NYC | 138 | 629 | QUEENSBRIDGE | 138 | 1 | Closed | 0.00057 | 0.00285 | 0.0216 | 1 | 0 | 562 | 562 | 562 | 2.6 | 3.9 | 1467 | Old | Closed | 0 | 0 | 0 | 0 | 0 | FALSE
556_629_2 | 556 | WEST ASTORIA | NYC | NYC | 138 | 629 | QUEENSBRIDGE | 138 | 2 | Closed | 0.00057 | 0.00285 | 0.0216 | 1 | 0 | 562 | 562 | 562 | 2.6 | 3.9 | 1468 | Old | Closed | 0 | 0 | 0 | 0 | 0 | FALSE
557_1493_1 | 557 | EAST ASTORIA | NYC | NYC | 345 | 1493 | EAST ASTORIA | 138 | 1 | Closed | 0.0012 | 0.055 | 0 | 1 | 0 | 1292 | 1347 | 1395 | 0 | 0 | 1469 | Old | Closed | 0 | 0 | 0 | 0 | 0 | FALSE
557_1493_2 | 557 | EAST ASTORIA | NYC | NYC | 345 | 1493 | EAST ASTORIA | 138 | 2 | Closed | 0.0012 | 0.055 | 0 | 1 | 0 | 1292 | 1347 | 1395 | 0 | 0 | 1470 | Old | Closed | 0 | 0 | 0 | 0 | 0 | FALSE
557_1493_3 | 557 | EAST ASTORIA | NYC | NYC | 345 | 1493 | EAST ASTORIA | 138 | 3 | Closed | 0.0012 | 0.055 | 0 | 1 | 0 | 1292 | 1347 | 1395 | 0 | 0 | #N/A | New | Not 2019 | - | - | - | - | - | #VALUE!
557_79_1 | 557 | EAST ASTORIA | NYC | NYC | 345 | 79 | EAST 13TH STREET | 345 | 1 | Closed | 0.00012 | 0.0023 | 0.05 | 1 | 0 | 1200 | 1200 | 1200 | 5.4 | 5.3 | 1471 | Old | Closed | 0 | 0 | 0 | 0 | 0 | FALSE
557_79_2 | 557 | EAST ASTORIA | NYC | NYC | 345 | 79 | EAST 13TH STREET | 345 | 2 | Closed | 0.00012 | 0.0023 | 0.05 | 1 | 0 | 1200 | 1200 | 1200 | 5.4 | 5.3 | 1472 | Old | Closed | 0 | 0 | 0 | 0 | 0 | FALSE
56_57_1 | 56 | UNKNOWN124258 | Central | Central | 115 | 57 | UNKNOWN124262 | 115 | 1 | Closed | 0.01171 | 0.04844 | 0.00802 | 1 | 0 | 167 | 556 | 210 | 8.5 | 9.7 | 1473 | Old | Closed | 0 | 0 | 0 | 0 | 0 | FALSE
560_1494_1 | 560 | SHORE RD | Long Island | Long Island | 345 | 1494 | SHORE RD | 69 | 1 | Closed | 0.00106 | 0.0574 | 0 | 1 | 0 | 500 | 500 | 500 | 0 | 0 | 1474 | Old | Closed | 0 | 0 | 0 | 0 | 0 | FALSE
560_1494_2 | 560 | SHORE RD | Long Island | Long Island | 345 | 1494 | SHORE RD | 69 | 2 | Closed | 0.00106 | 0.0574 | 0 | 1 | 0 | 500 | 500 | 500 | 0 | 0 | 1475 | Old | Closed | 0 | 0 | 0 | 0 | 0 | FALSE
560_1494_3 | 560 | SHORE RD | Long Island | Long Island | 345 | 1494 | SHORE RD | 69 | 3 | Closed | 0.00106 | 0.0574 | 0 | 1 | 0 | 500 | 500 | 500 | 0 | 0 | #N/A | New | Not 2019 | - | - | - | - | - | #VALUE!
560_593_1 | 560 | SHORE RD | Long Island | Dunwoodie | 345 | 593 | DUNWOODIE | 345 | 1 | Closed | 0.00046 | 0.00697 | 0.18022 | 1 | 0 | 1200 | 2454 | 1804 | 13.3 | 17.5 | 1476 | Old | Closed | 0 | 0 | 0 | 600 | 0 | TRUE
561_567_1 | 561 | UNKNOWN129558 | Long Island | Long Island | 69 | 567 | UNKNOWN129899 | 69 | 1 | Closed | 0.02338 | 0.05314 | 0.00104 | 1 | 0 | 96 | 250 | 123 | 3.3 | 3.7 | 1477 | Old | Closed | 0 | 0 | 0 | 0 | 0 | FALSE
561_587_1 | 561 | UNKNOWN129558 | Long Island | Long Island | 69 | 587 | WHITESIDE | 69 | 1 | Closed | 0.0271 | 0.06162 | 0.0012 | 1 | 0 | 250 | 250 | 250 | 3.8 | 4.2 | 1478 | Old | Closed | 0 | 0 | 0 | 0 | 0 | FALSE
561_598_1 | 561 | UNKNOWN129558 | Long Island | Long Island | 69 | 598 | GREAT NECK | 69 | 1 | Closed | 0.02266 | 0.05151 | 0.00101 | 1 | 0 | 200 | 250 | 200 | 3.2 | 3.6 | 1479 | Old | Closed | 0 | 0 | 0 | 0 | 0 | FALSE
564_1540_1 | 564 | UNKNOWN129570 | Long Island | Long Island | 69 | 1540 | WILDWOOD | 69 | 1 | Closed | 0.00691 | 0.01571 | 0.00031 | 1 | 0 | 96 | 250 | 123 | 0.9 | 1.1 | 1480 | Old | Closed | 0 | 0 | 0 | 0 | 0 | FALSE
565_1401_N | 565 | UNKNOWN129572 | Millwood | Hudson Valley | 115 | 1401 | TAP161212 | 115 | N | Closed | 0.00229 | 0.01143 | 0.08661 | 1 | 0 | 261 | 562 | 432 | 9.9 | 15.5 | 1481 | Old | Closed | 0 | 0 | 0 | 0 | 0 | FALSE
565_1525_1 | 565 | UNKNOWN129572 | Millwood | Millwood | 115 | 1525 | BUCHANAN | 115 | 1 | Closed | 0.00023 | 0.00114 | 0.00866 | 1 | 0 | 261 | 562 | 432 | 0.9 | 1.6 | 1482 | Old | Closed | 0 | 0 | 0 | 0 | 0 | FALSE
567_1497_1 | 567 | UNKNOWN129899 | Long Island | Long Island | 69 | 1497 | EAST GARDEN CITY | 69 | 1 | Closed | 0.00919 | 0.0209 | 0.00041 | 1 | 0 | 250 | 250 | 325 | 1.2 | 1.4 | 1483 | Old | Closed | 0 | 0 | 0 | 0 | 0 | FALSE
567_1497_2 | 567 | UNKNOWN129899 | Long Island | Long Island | 69 | 1497 | EAST GARDEN CITY | 69 | 2 | Closed | 0.00919 | 0.0209 | 0.00041 | 1 | 0 | 250 | 250 | 325 | 1.2 | 1.4 | 1484 | Old | Closed | 0 | 0 | 0 | 0 | 0 | FALSE
567_588_1 | 567 | UNKNOWN129899 | Long Island | Long Island | 69 | 588 | WEST HEMPSTEAD | 69 | 1 | Closed | 0.01166 | 0.02651 | 0.00052 | 1 | 0 | 250 | 250 | 275 | 1.7 | 1.8 | 1485 | Old | Closed | 0 | 0 | 0 | 0 | 0 | FALSE
567_588_2 | 567 | UNKNOWN129899 | Long Island | Long Island | 69 | 588 | WEST HEMPSTEAD | 69 | 2 | Closed | 0.01166 | 0.02651 | 0.00052 | 1 | 0 | 250 | 250 | 275 | 1.7 | 1.8 | 1486 | Old | Closed | 0 | 0 | 0 | 0 | 0 | FALSE
568_591_1 | 568 | UNKNOWN129909 | Long Island | Long Island | 69 | 591 | LEVITTOWN | 69 | 1 | Closed | 0.01312 | 0.02982 | 0.00058 | 1 | 0 | 250 | 250 | 250 | 1.8 | 2.1 | 1487 | Old | Closed | 0 | 0 | 0 | 0 | 0 | FALSE
568_841_1 | 568 | UNKNOWN129909 | Long Island | Long Island | 69 | 841 | MASSAPEQUA | 69 | 1 | Closed | 0.01472 | 0.03347 | 0.00065 | 1 | 0 | 250 | 250 | 250 | 2 | 2.3 | 1488 | Old | Closed | 0 | 0 | 0 | 0 | 0 | FALSE
569_591_1 | 569 | UNKNOWN129912 | Long Island | Long Island | 69 | 591 | LEVITTOWN | 69 | 1 | Closed | 0.0076 | 0.01727 | 0.00034 | 1 | 0 | 250 | 250 | 250 | 1.1 | 1.2 | 1489 | Old | Closed | 0 | 0 | 0 | 0 | 0 | FALSE
569_591_2 | 569 | UNKNOWN129912 | Long Island | Long Island | 69 | 591 | LEVITTOWN | 69 | 2 | Closed | 0.0076 | 0.01727 | 0.00034 | 1 | 0 | 250 | 250 | 250 | 1.1 | 1.2 | 1490 | Old | Closed | 0 | 0 | 0 | 0 | 0 | FALSE
569_592_1 | 569 | UNKNOWN129912 | Long Island | Long Island | 69 | 592 | NEW SOUTH ROAD | 69 | 1 | Closed | 0.01108 | 0.0252 | 0.00049 | 1 | 0 | 200 | 250 | 200 | 1.1 | 1.7 | 1491 | Old | Closed | 0 | 0 | 0 | 0 | 0 | FALSE
57_133_1 | 57 | UNKNOWN124262 | Central | Central | 115 | 133 | UNKNOWN124726 | 115 | 1 | Closed | 0.01248 | 0.05159 | 0.00854 | 1 | 0 | 167 | 556 | 210 | 5.6 | 10.4 | 1492 | Old | Closed | 0 | 0 | 0 | 0 | 0 | FALSE
570_1506_1 | 570 | UNKNOWN129913 | NYC | NYC | 69 | 1506 | JAMAICA | 69 | 1 | Closed | 0.02818 | 0.06407 | 0.00125 | 1 | 0 | 200 | 125 | 200 | 4 | 4.4 | 1493 | Old | Closed | 0 | 0 | 0 | 0 | 0 | FALSE
570_1506_2 | 570 | UNKNOWN129913 | NYC | NYC | 69 | 1506 | JAMAICA | 69 | 2 | Closed | 0.02818 | 0.06407 | 0.00125 | 1 | 0 | 200 | 125 | 200 | 4 | 4.4 | 1494 | Old | Closed | 0 | 0 | 0 | 0 | 0 | FALSE
571_1129_2W | 571 | UNKNOWN129920 | NYC | NYC | 345 | 1129 | GOWANUS | 345 | 2W | Closed | 0.00181 | 0.125 | 0.05559 | 1 | 0 | 936 | 936 | 936 | 10.6 | 41.2 | #N/A | New | Not 2019 | - | - | - | - | - | #VALUE!
571_1528_1 | 571 | UNKNOWN129920 | NYC | NYC | 345 | 1528 | GOWANUS | 345 | 1 | Closed | 0.00181 | 0.01457 | 0.05559 | 1 | 0 | 936 | 936 | 936 | 10.6 | 14.1 | 1495 | Old | Closed | 0 | 0 | 0 | 0 | 0 | FALSE
571_1531_1 | 571 | UNKNOWN129920 | NYC | NYC | 345 | 1531 | LEONARD STREET | 345 | 1 | Closed | 0.00208 | 0.01673 | 0.06382 | 1 | 0 | 900 | 900 | 1000 | 12.2 | 16.1 | 1496 | Old | Closed | 0 | 0 | 0 | 0 | 100 | TRUE
571_1531_2 | 571 | UNKNOWN129920 | NYC | NYC | 345 | 1531 | LEONARD STREET | 345 | 2 | Closed | 0.00208 | 0.01673 | 0.06382 | 1 | 0 | 900 | 900 | 1000 | 12.2 | 16.1 | 1497 | Old | Closed | 0 | 0 | 0 | 0 | 100 | TRUE
572_1160_1 | 572 | UNKNOWN129921 | Long Island | Long Island | 138 | 1160 | ELWOOD | 138 | 1 | Closed | 0.00049 | 0.00245 | 0.01858 | 1 | 0 | 261 | 562 | 432 | 2 | 3.3 | 1498 | Old | Closed | 0 | 0 | 0 | 0 | 0 | FALSE
577_578_1 | 577 | UNKNOWN130194 | Long Island | Long Island | 69 | 578 | UNKNOWN130195 | 69 | 1 | Closed | 0.00134 | 0.00306 | 6e-05 | 1 | 0 | 96 | 250 | 123 | 0.2 | 0.2 | 1499 | Old | Closed | 0 | 0 | 0 | 0 | 0 | FALSE
578_846_1 | 578 | UNKNOWN130195 | Long Island | Long Island | 69 | 846 | PINELAWN | 69 | 1 | Closed | 0.00849 | 0.0193 | 0.00038 | 1 | 0 | 96 | 250 | 123 | 0.9 | 1.3 | 1500 | Old | Closed | 0 | 0 | 0 | 0 | 0 | FALSE
58_1552_1 | 58 | UNKNOWN124322 | Central | Central | 115 | 1552 | OSWEGO | 115 | 1 | Closed | 0.00016 | 0.00068 | 0.00011 | 1 | 0 | 417 | 417 | 417 | 0.1 | 0.1 | 1501 | Old | Closed | 0 | 0 | 0 | 0 | 0 | FALSE
58_353_1 | 58 | UNKNOWN124322 | Central | Central | 115 | 353 | S OSWEGO | 115 | 1 | Closed | 0.00193 | 0.00799 | 0.00132 | 1 | 0 | 417 | 417 | 417 | 1.4 | 1.6 | 1502 | Old | Closed | 0 | 0 | 0 | 0 | 0 | FALSE
580_1495_1 | 580 | NEWBRIDGE ROAD | Long Island | Long Island | 345 | 1495 | NEWBRIDGE ROAD | 69 | 1 | Closed | 0.00106 | 0.0574 | 0 | 1 | 0 | 450 | 450 | 450 | 0 | 0 | 1503 | Old | Closed | 0 | 0 | 0 | 0 | 0 | FALSE
580_1495_2W | 580 | NEWBRIDGE ROAD | Long Island | Long Island | 345 | 1495 | NEWBRIDGE ROAD | 69 | 2W | Closed | 0.00106 | 0.0574 | 0 | 1.025 | 0 | 450 | 450 | 450 | 0 | 0 | #N/A | New | Not 2019 | - | - | - | - | - | #VALUE!
580_1496_1 | 580 | NEWBRIDGE ROAD | Long Island | Long Island | 345 | 1496 | NEWBRIDGE ROAD | 138 | 1 | Closed | 1e-05 | 0.03356 | 0 | 1 | 0 | 775 | 775 | 775 | 0 | 0 | 1504 | Old | Closed | 0 | 0 | 0 | 0 | 0 | FALSE
580_1496_2 | 580 | NEWBRIDGE ROAD | Long Island | Long Island | 345 | 1496 | NEWBRIDGE ROAD | 138 | 2 | Closed | 1e-05 | 0.03356 | 0 | 1 | 0 | 775 | 775 | 775 | 0 | 0 | 1505 | Old | Closed | 0 | 0 | 0 | 0 | 0 | FALSE
580_1496_3W | 580 | NEWBRIDGE ROAD | Long Island | Long Island | 345 | 1496 | NEWBRIDGE ROAD | 138 | 3W | Closed | 1e-05 | 0.03356 | 0 | 1 | 0 | 775 | 775 | 775 | 0 | 0 | #N/A | New | Not 2019 | - | - | - | - | - | #VALUE!
580_1496_4W | 580 | NEWBRIDGE ROAD | Long Island | Long Island | 345 | 1496 | NEWBRIDGE ROAD | 138 | 4W | Closed | 1e-05 | 0.03356 | 0 | 1 | 0 | 775 | 775 | 775 | 0 | 0 | #N/A | New | Not 2019 | - | - | - | - | - | #VALUE!
580_1499_1 | 580 | NEWBRIDGE ROAD | Long Island | Long Island | 345 | 1499 | DUFFY AVENUE CONVERTER STATION | 345 | 1 | Closed | 6e-05 | 0.00089 | 0.02291 | 1 | 0 | 1216 | 2454 | 1804 | 2 | 2.2 | 1506 | Old | Closed | 0 | 0 | 0 | 0 | 0 | FALSE
580_589_1 | 580 | NEWBRIDGE ROAD | Long Island | Long Island | 345 | 589 | EAST GARDEN CITY | 345 | 1 | Closed | 0.00012 | 0.00182 | 0.04706 | 1 | 0 | 1216 | 2454 | 1804 | 3.7 | 4.6 | 1507 | Old | Closed | 0 | 0 | 0 | 0 | 0 | FALSE
580_589_2 | 580 | NEWBRIDGE ROAD | Long Island | Long Island | 345 | 589 | EAST GARDEN CITY | 345 | 2 | Closed | 0.00012 | 0.00182 | 0.04707 | 1 | 0 | 1216 | 2454 | 1804 | 3.7 | 4.6 | 1508 | Old | Closed | 0 | 0 | 0 | 0 | 0 | FALSE
580_589_3W | 580 | NEWBRIDGE ROAD | Long Island | Long Island | 345 | 589 | EAST GARDEN CITY | 345 | 3W | Closed | 0.00012 | 0.00182 | 0.04707 | 1 | 0 | 1216 | 2454 | 1804 | 3.7 | 4.6 | #N/A | New | Not 2019 | - | - | - | - | - | #VALUE!
580_589_4W | 580 | NEWBRIDGE ROAD | Long Island | Long Island | 345 | 589 | EAST GARDEN CITY | 345 | 4W | Closed | 0.00012 | 0.00182 | 0.04707 | 1 | 0 | 1216 | 2454 | 1804 | 3.7 | 4.6 | #N/A | New | Not 2019 | - | - | - | - | - | #VALUE!
581_582_1 | 581 | OYSTER BAY | Long Island | Long Island | 69 | 582 | ORCHARD | 69 | 1 | Closed | 0.04093 | 0.09306 | 0.00182 | 1 | 0 | 300 | 300 | 300 | 4.6 | 6.4 | 1509 | Old | Closed | 0 | 0 | 0 | 0 | 0 | FALSE
581_840_1 | 581 | OYSTER BAY | Long Island | Long Island | 69 | 840 | SYOSSET | 69 | 1 | Closed | 0.04374 | 0.09944 | 0.00194 | 1 | 0 | 300 | 300 | 300 | 4.6 | 6.9 | 1510 | Old | Closed | 0 | 0 | 0 | 0 | 0 | FALSE
582_583_1 | 582 | ORCHARD | Long Island | Long Island | 69 | 583 | GLEN HEAD | 69 | 1 | Closed | 0.01011 | 0.02299 | 0.00045 | 1 | 0 | 200 | 250 | 200 | 1.5 | 1.6 | 1511 | Old | Closed | 0 | 0 | 0 | 0 | 0 | FALSE
584_1498_1 | 584 | WOODBURY | Long Island | Long Island | 69 | 1498 | DUFFY AVENUE CONVERTER STATION | 69 | 1 | Closed | 0.03244 | 0.07375 | 0.00144 | 1 | 0 | 300 | 300 | 300 | 4.6 | 5.1 | 1512 | Old | Closed | 0 | 0 | 0 | 0 | 0 | FALSE
584_1523_1 | 584 | WOODBURY | Long Island | Long Island | 69 | 1523 | OAKWOOD | 69 | 1 | Closed | 0.02864 | 0.06511 | 0.00127 | 1 | 0 | 96 | 250 | 123 | 4 | 4.5 | 1513 | Old | Closed | 0 | 0 | 0 | 0 | 0 | FALSE
584_840_1 | 584 | WOODBURY | Long Island | Long Island | 69 | 840 | SYOSSET | 69 | 1 | Closed | 0.01201 | 0.0273 | 0.00053 | 1 | 0 | 96 | 250 | 123 | 1.7 | 1.9 | 1514 | Old | Closed | 0 | 0 | 0 | 0 | 0 | FALSE
585_586_1 | 585 | BAR BEACH | Long Island | Long Island | 69 | 586 | PORT WASHINGTON | 69 | 1 | Closed | 0.01878 | 0.04268 | 0.00083 | 1 | 0 | 250 | 250 | 250 | 1.7 | 2.9 | 1515 | Old | Closed | 0 | 0 | 0 | 0 | 0 | FALSE
586_598_1 | 586 | PORT WASHINGTON | Long Island | Long Island | 69 | 598 | GREAT NECK | 69 | 1 | Closed | 0.02555 | 0.05808 | 0.00114 | 1 | 0 | 250 | 250 | 250 | 3.2 | 4 | 1516 | Old | Closed | 0 | 0 | 0 | 0 | 0 | FALSE
587_625_1 | 587 | WHITESIDE | Long Island | Long Island | 69 | 625 | CORONA AVE | 69 | 1 | Closed | 0.01756 | 0.03993 | 0.00078 | 1 | 0 | 250 | 250 | 250 | 1.9 | 2.8 | 1517 | Old | Closed | 0 | 0 | 0 | 0 | 0 | FALSE
589_1497_1 | 589 | EAST GARDEN CITY | Long Island | Long Island | 345 | 1497 | EAST GARDEN CITY | 69 | 1 | Closed | 0.00106 | 0.0574 | 0 | 1 | 0 | 500 | 500 | 500 | 0 | 0 | 1518 | Old | Closed | 0 | 0 | 0 | 0 | 0 | FALSE
589_1497_2 | 589 | EAST GARDEN CITY | Long Island | Long Island | 345 | 1497 | EAST GARDEN CITY | 69 | 2 | Closed | 0.00106 | 0.0574 | 0 | 1 | 0 | 500 | 500 | 500 | 0 | 0 | 1519 | Old | Closed | 0 | 0 | 0 | 0 | 0 | FALSE
589_594_1 | 589 | EAST GARDEN CITY | Long Island | Dunwoodie | 345 | 594 | SPRAIN BROOK | 345 | 1 | Closed | 0.00073 | 0.01109 | 0.28674 | 1 | 0 | 1500 | 2454 | 1804 | 20.3 | 27.9 | 1520 | Old | Closed | 0 | 0 | 0 | 0 | 0 | FALSE
589_594_2 | 589 | EAST GARDEN CITY | Long Island | Dunwoodie | 345 | 594 | SPRAIN BROOK | 345 | 2 | Closed | 0.00073 | 0.01109 | 0.28674 | 1 | 0 | 1500 | 2454 | 1804 | 20.3 | 27.9 | 1521 | Old | Closed | 0 | 0 | 0 | 0 | 0 | FALSE
59_1220_NX | 59 | UNKNOWN124323 | Mohawk Valley | Mohawk Valley | 115 | 1220 | ADIRONDACK | 230 | NX | Closed | 0.00149 | 0.0623 | 0 | 1 | 0 | 325 | 325 | 325 | 0.4 | 0 | 1522 | Old | Closed | 0 | 0 | 0 | 0 | 0 | FALSE
59_15_1 | 59 | UNKNOWN124323 | Mohawk Valley | Mohawk Valley | 115 | 15 | UNKNOWN124145 | 115 | 1 | Closed | 0.03648 | 0.15084 | 0.02498 | 1 | 0 | 167 | 556 | 210 | 23.5 | 30.3 | 1523 | Old | Closed | 0 | 0 | 0 | 0 | 0 | FALSE
59_83_1 | 59 | UNKNOWN124323 | Mohawk Valley | Mohawk Valley | 115 | 83 | UNKNOWN124528 | 115 | 1 | Closed | 0.00638 | 0.02637 | 0.00437 | 1 | 0 | 167 | 556 | 210 | 3.7 | 5.3 | 1524 | Old | Closed | 0 | 0 | 0 | 0 | 0 | FALSE
59_83_2 | 59 | UNKNOWN124323 | Mohawk Valley | Mohawk Valley | 115 | 83 | UNKNOWN124528 | 115 | 2 | Closed | 0.00637 | 0.02632 | 0.00436 | 1 | 0 | 167 | 556 | 210 | 3.7 | 5.3 | 1525 | Old | Closed | 0 | 0 | 0 | 0 | 0 | FALSE
590_1498_1 | 590 | DUFFY AVENUE CONVERTER STATION | Long Island | Long Island | 345 | 1498 | DUFFY AVENUE CONVERTER STATION | 69 | 1 | Closed | 0.00106 | 0.0574 | 0 | 1 | 0 | 360 | 360 | 400 | 0 | 0 | 1526 | Old | Closed | 0 | 0 | 0 | 0 | 0 | FALSE
590_1499_1 | 590 | DUFFY AVENUE CONVERTER STATION | Long Island | Long Island | 345 | 1499 | DUFFY AVENUE CONVERTER STATION | 345 | 1 | Closed | 0 | 1e-05 | 0 | 1 | 0 | 1216 | 2454 | 1804 | 0 | 0 | 1527 | Old | Closed | 0 | 0 | 0 | 0 | 0 | FALSE
591_843_1 | 591 | LEVITTOWN | Long Island | Long Island | 69 | 843 | BETHPAGE | 69 | 1 | Closed | 0.01393 | 0.03166 | 0.00062 | 1 | 0 | 200 | 250 | 200 | 1.7 | 2.2 | 1528 | Old | Closed | 0 | 0 | 0 | 0 | 0 | FALSE
591_843_2 | 591 | LEVITTOWN | Long Island | Long Island | 69 | 843 | BETHPAGE | 69 | 2 | Closed | 0.01393 | 0.03166 | 0.00062 | 1 | 0 | 200 | 250 | 200 | 1.7 | 2.2 | 1529 | Old | Closed | 0 | 0 | 0 | 0 | 0 | FALSE
592_840_1 | 592 | NEW SOUTH ROAD | Long Island | Long Island | 69 | 840 | SYOSSET | 69 | 1 | Closed | 0.04416 | 0.10039 | 0.00196 | 1 | 0 | 96 | 250 | 123 | 4.7 | 6.9 | 1530 | Old | Closed | 0 | 0 | 0 | 0 | 0 | FALSE
593_1500_1 | 593 | DUNWOODIE | Dunwoodie | Dunwoodie | 345 | 1500 | DUNWOODIE | 69 | 1 | Closed | 0.00106 | 0.0574 | 0 | 1 | 0 | 260 | 290 | 345 | 0 | 0 | 1531 | Old | Closed | 0 | 0 | 0 | 0 | 0 | FALSE
593_1500_2 | 593 | DUNWOODIE | Dunwoodie | Dunwoodie | 345 | 1500 | DUNWOODIE | 69 | 2 | Closed | 0.00106 | 0.0574 | 0 | 1 | 0 | 260 | 290 | 345 | 0 | 0 | 1532 | Old | Closed | 0 | 0 | 0 | 0 | 0 | FALSE
593_1501_1 | 593 | DUNWOODIE | Dunwoodie | Dunwoodie | 345 | 1501 | DUNWOODIE | 138 | 1 | Closed | 0.00133 | 0.0571 | 0 | 1 | 0 | 850 | 850 | 850 | 0 | 0 | 1533 | Old | Closed | 0 | 0 | 0 | 0 | 0 | FALSE
593_1501_1W | 593 | DUNWOODIE | Dunwoodie | Dunwoodie | 345 | 1501 | DUNWOODIE | 138 | 1W | Closed | 0.00133 | 0.0571 | 0 | 1 | 0 | 850 | 850 | 850 | 0 | 0 | #N/A | New | Not 2019 | - | - | - | - | - | #VALUE!
593_1501_2 | 593 | DUNWOODIE | Dunwoodie | Dunwoodie | 345 | 1501 | DUNWOODIE | 138 | 2 | Closed | 0.00133 | 0.0571 | 0 | 1 | 0 | 850 | 850 | 850 | 0 | 0 | 1534 | Old | Closed | 0 | 0 | 0 | 0 | 0 | FALSE
593_1501_2W | 593 | DUNWOODIE | Dunwoodie | Dunwoodie | 345 | 1501 | DUNWOODIE | 138 | 2W | Closed | 0.00133 | 0.0571 | 0 | 1 | 0 | 850 | 850 | 850 | 0 | 0 | #N/A | New | Not 2019 | - | - | - | - | - | #VALUE!
593_594_1 | 593 | DUNWOODIE | Dunwoodie | Dunwoodie | 345 | 594 | SPRAIN BROOK | 345 | 1 | Closed | 5e-05 | 0.00082 | 0.02111 | 1 | 0 | 1216 | 2454 | 1804 | 1.2 | 2.1 | 1535 | Old | Closed | 0 | 0 | 0 | 0 | 0 | FALSE
593_594_2 | 593 | DUNWOODIE | Dunwoodie | Dunwoodie | 345 | 594 | SPRAIN BROOK | 345 | 2 | Closed | 4e-05 | 0.00055 | 0.01432 | 1 | 0 | 1216 | 2454 | 1804 | 1.2 | 1.4 | 1536 | Old | Closed | 0 | 0 | 0 | 0 | 0 | FALSE
593_594_3 | 593 | DUNWOODIE | Dunwoodie | Dunwoodie | 345 | 594 | SPRAIN BROOK | 345 | 3 | Closed | 5e-05 | 0.0007 | 0.01801 | 1 | 0 | 1216 | 2454 | 1804 | 1.2 | 1.8 | 1537 | Old | Closed | 0 | 0 | 0 | 0 | 0 | FALSE
593_594_4 | 593 | DUNWOODIE | Dunwoodie | Dunwoodie | 345 | 594 | SPRAIN BROOK | 345 | 4 | Closed | 4e-05 | 0.00055 | 0.01426 | 1 | 0 | 1216 | 2454 | 1804 | 1.2 | 1.4 | 1538 | Old | Closed | 0 | 0 | 0 | 0 | 0 | FALSE
593_898_1 | 593 | DUNWOODIE | Dunwoodie | Millwood | 345 | 898 | PLEASENTVILLE | 345 | 1 | Closed | 0.00053 | 0.00812 | 0.21 | 1 | 0 | 1216 | 2454 | 1804 | 14.5 | 20.4 | 1539 | Old | Closed | 0 | 0 | 0 | 0 | 0 | FALSE
593_898_2 | 593 | DUNWOODIE | Dunwoodie | Millwood | 345 | 898 | PLEASENTVILLE | 345 | 2 | Closed | 0.00053 | 0.00814 | 0.21032 | 1 | 0 | 1216 | 2454 | 1804 | 14.5 | 20.4 | 1540 | Old | Closed | 0 | 0 | 0 | 0 | 0 | FALSE
594_1502_1 | 594 | SPRAIN BROOK | Dunwoodie | Dunwoodie | 345 | 1502 | SPRAIN BROOK | 138 | 1 | Closed | 0.00124 | 0.0669 | 0 | 1 | 0 | 700 | 700 | 700 | 0 | 0 | 1541 | Old | Closed | 0 | 0 | 0 | 0 | 0 | FALSE
594_1502_2 | 594 | SPRAIN BROOK | Dunwoodie | Dunwoodie | 345 | 1502 | SPRAIN BROOK | 138 | 2 | Closed | 0.00124 | 0.0669 | 0 | 1 | 0 | 700 | 700 | 700 | 0 | 0 | 1542 | Old | Closed | 0 | 0 | 0 | 0 | 0 | FALSE
594_1502_3 | 594 | SPRAIN BROOK | Dunwoodie | Dunwoodie | 345 | 1502 | SPRAIN BROOK | 138 | 3 | Closed | 0.00124 | 0.0669 | 0 | 1 | 0 | 700 | 700 | 700 | 0 | 0 | 1543 | Old | Closed | 0 | 0 | 0 | 0 | 0 | FALSE
594_1502_4W | 594 | SPRAIN BROOK | Dunwoodie | Dunwoodie | 345 | 1502 | SPRAIN BROOK | 138 | 4W | Closed | 0.00124 | 0.0669 | 0 | 1 | 0 | 700 | 700 | 700 | 0 | 0 | #N/A | New | Not 2019 | - | - | - | - | - | #VALUE!
595_1457_1 | 595 | BRUCKNER | NYC | NYC | 138 | 1457 | UNKNOWN172524 | 138 | 1 | Closed | 0.0002 | 0.001 | 0.00745 | 1 | 0 | 562 | 562 | 562 | 0.9 | 1.3 | 1544 | Old | Closed | 0 | 0 | 0 | 0 | 0 | FALSE
595_1493_1 | 595 | BRUCKNER | NYC | NYC | 138 | 1493 | EAST ASTORIA | 138 | 1 | Closed | 0.00023 | 0.00114 | 0.00864 | 1 | 0 | 366 | 400 | 432 | 1.1 | 1.6 | 1545 | Old | Closed | 0 | 0 | 0 | 0 | 0 | FALSE
595_556_1 | 595 | BRUCKNER | NYC | NYC | 138 | 556 | WEST ASTORIA | 138 | 1 | Closed | 0.00015 | 0.00077 | 0.00583 | 1 | 0 | 562 | 562 | 562 | 0.8 | 1 | 1546 | Old | Closed | 0 | 0 | 0 | 0 | 0 | FALSE
595_556_2 | 595 | BRUCKNER | NYC | NYC | 138 | 556 | WEST ASTORIA | 138 | 2 | Closed | 0.00015 | 0.00077 | 0.00583 | 1 | 0 | 562 | 562 | 562 | 0.8 | 1 | 1547 | Old | Closed | 0 | 0 | 0 | 0 | 0 | FALSE
595_600_1 | 595 | BRUCKNER | NYC | NYC | 138 | 600 | EAST 179TH STREET | 138 | 1 | Closed | 0.00071 | 0.00357 | 0.02704 | 1 | 0 | 385 | 400 | 432 | 3.6 | 4.9 | 1548 | Old | Closed | 0 | 0 | 0 | 0 | 0 | FALSE
595_600_2 | 595 | BRUCKNER | NYC | NYC | 138 | 600 | EAST 179TH STREET | 138 | 2 | Closed | 0.00071 | 0.00357 | 0.02704 | 1 | 0 | 385 | 400 | 432 | 3.6 | 4.9 | 1549 | Old | Closed | 0 | 0 | 0 | 0 | 0 | FALSE
595_600_3 | 595 | BRUCKNER | NYC | NYC | 138 | 600 | EAST 179TH STREET | 138 | 3 | Closed | 0.00071 | 0.00357 | 0.02704 | 1 | 0 | 385 | 400 | 432 | 3.6 | 4.9 | 1550 | Old | Closed | 0 | 0 | 0 | 0 | 0 | FALSE
596_1502_1 | 596 | TREMONT | NYC | Dunwoodie | 138 | 1502 | SPRAIN BROOK | 138 | 1 | Closed | 0.00153 | 0.00767 | 0.05812 | 1 | 0 | 562 | 562 | 562 | 7.9 | 10.4 | 1551 | Old | Closed | 0 | 0 | 0 | 0 | 0 | FALSE
596_1502_2 | 596 | TREMONT | NYC | Dunwoodie | 138 | 1502 | SPRAIN BROOK | 138 | 2 | Closed | 0.00153 | 0.00767 | 0.05812 | 1 | 0 | 562 | 562 | 562 | 7.9 | 10.4 | 1552 | Old | Closed | 0 | 0 | 0 | 0 | 0 | FALSE
596_1502_3 | 596 | TREMONT | NYC | Dunwoodie | 138 | 1502 | SPRAIN BROOK | 138 | 3 | Closed | 0.00153 | 0.00767 | 0.05812 | 1 | 0 | 562 | 562 | 562 | 7.9 | 10.4 | 1553 | Old | Closed | 0 | 0 | 0 | 0 | 0 | FALSE
596_1502_4W | 596 | TREMONT | NYC | Dunwoodie | 138 | 1502 | SPRAIN BROOK | 138 | 4W | Closed | 0.00153 | 0.00767 | 0.05812 | 1 | 0 | 562 | 562 | 562 | 7.9 | 10.4 | #N/A | New | Not 2019 | - | - | - | - | - | #VALUE!
596_1503_1 | 596 | TREMONT | NYC | NYC | 138 | 1503 | TREMONT | 69 | 1 | Closed | 0.00302 | 0.10864 | 0 | 1 | 0 | 210 | 210 | 210 | 0 | 0 | 1554 | Old | Closed | 0 | 0 | 0 | 0 | 0 | FALSE
596_1503_2 | 596 | TREMONT | NYC | NYC | 138 | 1503 | TREMONT | 69 | 2 | Closed | 0.00302 | 0.10864 | 0 | 1 | 0 | 210 | 210 | 210 | 0 | 0 | 1555 | Old | Closed | 0 | 0 | 0 | 0 | 0 | FALSE
596_599_1 | 596 | TREMONT | NYC | NYC | 138 | 599 | PARKCHESTER | 138 | 1 | Closed | 1e-05 | 4e-05 | 0.00032 | 1 | 0 | 562 | 562 | 562 | 0 | 0.1 | 1556 | Old | Closed | 0 | 0 | 0 | 0 | 0 | FALSE
596_599_2 | 596 | TREMONT | NYC | NYC | 138 | 599 | PARKCHESTER | 138 | 2 | Closed | 1e-05 | 4e-05 | 0.00032 | 1 | 0 | 562 | 562 | 562 | 0 | 0.1 | 1557 | Old | Closed | 0 | 0 | 0 | 0 | 0 | FALSE
597_1456_1 | 597 | NORTH QUEENS | NYC | NYC | 138 | 1456 | UNKNOWN172523 | 138 | 1 | Closed | 0.00012 | 0.00061 | 0.00465 | 1 | 0 | 562 | 562 | 562 | 0.5 | 0.8 | 1558 | Old | Closed | 0 | 0 | 0 | 0 | 0 | FALSE
597_1457_1 | 597 | NORTH QUEENS | NYC | NYC | 138 | 1457 | UNKNOWN172524 | 138 | 1 | Closed | 0.00011 | 0.00053 | 0.00404 | 1 | 0 | 562 | 562 | 562 | 0.5 | 0.7 | 1559 | Old | Closed | 0 | 0 | 0 | 0 | 0 | FALSE
597_1457_2 | 597 | NORTH QUEENS | NYC | NYC | 138 | 1457 | UNKNOWN172524 | 138 | 2 | Closed | 0.00011 | 0.00053 | 0.00404 | 1 | 0 | 562 | 562 | 562 | 0.5 | 0.7 | 1560 | Old | Closed | 0 | 0 | 0 | 0 | 0 | FALSE
597_1457_3 | 597 | NORTH QUEENS | NYC | NYC | 138 | 1457 | UNKNOWN172524 | 138 | 3 | Closed | 0.00011 | 0.00053 | 0.00404 | 1 | 0 | 562 | 562 | 562 | 0.5 | 0.7 | 1561 | Old | Closed | 0 | 0 | 0 | 0 | 0 | FALSE
599_600_1 | 599 | PARKCHESTER | NYC | NYC | 138 | 600 | EAST 179TH STREET | 138 | 1 | Closed | 0.00041 | 0.00206 | 0.01561 | 1 | 0 | 565 | 565 | 565 | 1.6 | 2.8 | 1562 | Old | Closed | 0 | 0 | 0 | 0 | 0 | FALSE
60_500_1 | 60 | UNKNOWN124328 | Mohawk Valley | Mohawk Valley | 69 | 500 | UNKNOWN128156 | 69 | 1 | Closed | 0.03202 | 0.0728 | 0.00142 | 1 | 0 | 96 | 250 | 123 | 4.9 | 5 | 1563 | Old | Closed | 0 | 0 | 0 | 0 | 0 | FALSE
601_628_1 | 601 | CORONA | NYC | NYC | 138 | 628 | JAMAICA | 138 | 1 | Closed | 0.00085 | 0.00423 | 0.03207 | 1 | 0 | 311 | 311 | 311 | 3.8 | 5.8 | 1564 | Old | Closed | 0 | 0 | 0 | 0 | 0 | FALSE
601_628_2 | 601 | CORONA | NYC | NYC | 138 | 628 | JAMAICA | 138 | 2 | Closed | 0.00085 | 0.00423 | 0.03207 | 1 | 0 | 311 | 311 | 311 | 3.8 | 5.8 | 1565 | Old | Closed | 0 | 0 | 0 | 0 | 0 | FALSE
601_628_3 | 601 | CORONA | NYC | NYC | 138 | 628 | JAMAICA | 138 | 3 | Closed | 0.00085 | 0.00423 | 0.03207 | 1 | 0 | 311 | 311 | 311 | 3.8 | 5.8 | 1566 | Old | Closed | 0 | 0 | 0 | 0 | 0 | FALSE
601_628_W | 601 | CORONA | NYC | NYC | 138 | 628 | JAMAICA | 138 | W | Closed | 0.00085 | 0.00423 | 0.03207 | 1 | 0 | 311 | 311 | 311 | 3.8 | 5.8 | #N/A | New | Not 2019 | - | - | - | - | - | #VALUE!
602_1491_1 | 602 | YAPHANK | Long Island | Long Island | 69 | 1491 | UNKNOWN129497 | 69 | 1 | Closed | 0.00812 | 0.01846 | 0.00036 | 1 | 0 | 96 | 250 | 123 | 1.1 | 1.3 | 1567 | Old | Closed | 0 | 0 | 0 | 0 | 0 | FALSE
603_1150_1 | 603 | WEST YAPHANK | Long Island | Long Island | 69 | 1150 | YAPHANK | 69 | 1 | Closed | 0.03614 | 0.08215 | 0.00161 | 1 | 0 | 123 | 123 | 123 | 4.2 | 5.7 | 1568 | Old | Closed | 0 | 0 | 0 | 0 | 0 | FALSE
603_604_1 | 603 | WEST YAPHANK | Long Island | Long Island | 69 | 604 | HOLTSVILLE | 69 | 1 | Closed | 0.02266 | 0.05152 | 0.00101 | 1 | 0 | 190 | 190 | 190 | 2.8 | 3.6 | 1569 | Old | Closed | 0 | 0 | 0 | 0 | 0 | FALSE
603_604_2 | 603 | WEST YAPHANK | Long Island | Long Island | 69 | 604 | HOLTSVILLE | 69 | 2 | Closed | 0.02266 | 0.05152 | 0.00101 | 1 | 0 | 190 | 190 | 190 | 2.8 | 3.6 | 1570 | Old | Closed | 0 | 0 | 0 | 0 | 0 | FALSE
603_604_3 | 603 | WEST YAPHANK | Long Island | Long Island | 69 | 604 | HOLTSVILLE | 69 | 3 | Closed | 0.02266 | 0.05152 | 0.00101 | 1 | 0 | 190 | 190 | 190 | 2.8 | 3.6 | 1571 | Old | Closed | 0 | 0 | 0 | 0 | 0 | FALSE
603_605_1 | 603 | WEST YAPHANK | Long Island | Long Island | 69 | 605 | NORTH BELLPORT | 69 | 1 | Closed | 0.02597 | 0.05903 | 0.00115 | 1 | 0 | 96 | 250 | 123 | 3.5 | 4.1 | 1572 | Old | Closed | 0 | 0 | 0 | 0 | 0 | FALSE
603_611_1 | 603 | WEST YAPHANK | Long Island | Long Island | 69 | 611 | UNKNOWN135467 | 69 | 1 | Closed | 0.00142 | 0.00323 | 6e-05 | 1 | 0 | 250 | 250 | 250 | 0.1 | 0.2 | 1573 | Old | Closed | 0 | 0 | 0 | 0 | 0 | FALSE
603_611_2 | 603 | WEST YAPHANK | Long Island | Long Island | 69 | 611 | UNKNOWN135467 | 69 | 2 | Closed | 0.00142 | 0.00323 | 6e-05 | 1 | 0 | 250 | 250 | 250 | 0.1 | 0.2 | 1574 | Old | Closed | 0 | 0 | 0 | 0 | 0 | FALSE
603_612_1 | 603 | WEST YAPHANK | Long Island | Long Island | 69 | 612 | UNKNOWN135468 | 69 | 1 | Closed | 0.00037 | 0.00084 | 2e-05 | 1 | 0 | 96 | 250 | 123 | 0 | 0.1 | 1575 | Old | Closed | 0 | 0 | 0 | 0 | 0 | FALSE
604_609_1 | 604 | HOLTSVILLE | Long Island | Long Island | 69 | 609 | HOLTSVILLE MGU | 69 | 1 | Closed | 0.02002 | 0.04552 | 0.00089 | 1 | 0 | 190 | 190 | 190 | 2.3 | 3.1 | 1576 | Old | Closed | 0 | 0 | 0 | 0 | 0 | FALSE
604_609_2 | 604 | HOLTSVILLE | Long Island | Long Island | 69 | 609 | HOLTSVILLE MGU | 69 | 2 | Closed | 0.02002 | 0.04552 | 0.00089 | 1 | 0 | 190 | 190 | 190 | 2.3 | 3.1 | 1577 | Old | Closed | 0 | 0 | 0 | 0 | 0 | FALSE
604_609_3 | 604 | HOLTSVILLE | Long Island | Long Island | 69 | 609 | HOLTSVILLE MGU | 69 | 3 | Closed | 0.02002 | 0.04552 | 0.00089 | 1 | 0 | 190 | 190 | 190 | 2.3 | 3.1 | 1578 | Old | Closed | 0 | 0 | 0 | 0 | 0 | FALSE
605_1504_1 | 605 | NORTH BELLPORT | Long Island | Long Island | 69 | 1504 | HOLBROOK | 69 | 1 | Closed | 0.07912 | 0.17987 | 0.00352 | 1 | 0 | 96 | 250 | 123 | 7.7 | 12.4 | 1579 | Old | Closed | 0 | 0 | 0 | 0 | 0 | FALSE
606_1163_1 | 606 | EASTPORT | Long Island | Long Island | 69 | 1163 | SUFFOLKAIRE | 69 | 1 | Closed | 0.04013 | 0.09122 | 0.00178 | 1 | 0 | 200 | 250 | 200 | 4.1 | 6.3 | 1580 | Old | Closed | 0 | 0 | 0 | 0 | 0 | FALSE
606_607_1 | 606 | EASTPORT | Long Island | Long Island | 69 | 607 | MORICHES | 69 | 1 | Closed | 0.0479 | 0.1089 | 0.00213 | 1 | 0 | 200 | 250 | 200 | 5.6 | 7.5 | 1581 | Old | Closed | 0 | 0 | 0 | 0 | 0 | FALSE
607_1539_1 | 607 | MORICHES | Long Island | Long Island | 69 | 1539 | BROOKHAVEN | 69 | 1 | Closed | 0.01789 | 0.04067 | 0.0008 | 1 | 0 | 200 | 250 | 200 | 2.4 | 2.8 | 1582 | Old | Closed | 0 | 0 | 0 | 0 | 0 | FALSE
608_1504_1 | 608 | HOLBROOK | Long Island | Long Island | 138 | 1504 | HOLBROOK | 69 | 1 | Closed | 0.00302 | 0.10864 | 0 | 1 | 0 | 170 | 170 | 170 | 0 | 0 | 1583 | Old | Closed | 0 | 0 | 0 | 0 | 0 | FALSE
608_619_1 | 608 | HOLBROOK | Long Island | Long Island | 138 | 619 | RONKONKOMA | 138 | 1 | Closed | 0.00051 | 0.00257 | 0.0195 | 1 | 0 | 261 | 562 | 432 | 1.9 | 3.5 | 1584 | Old | Closed | 0 | 0 | 0 | 0 | 0 | FALSE
61_1289_1 | 61 | UNKNOWN124336 | Central | Central | 115 | 1289 | ETNA | 115 | 1 | Closed | 0.02422 | 0.10014 | 0.01658 | 1 | 0 | 167 | 556 | 210 | 14.7 | 20.1 | 1585 | Old | Closed | 0 | 0 | 0 | 0 | 0 | FALSE
61_1289_2 | 61 | UNKNOWN124336 | Central | Central | 115 | 1289 | ETNA | 115 | 2 | Closed | 0.02343 | 0.09689 | 0.01604 | 1 | 0 | 167 | 556 | 210 | 14.7 | 19.5 | 1586 | Old | Closed | 0 | 0 | 0 | 0 | 0 | FALSE
610_611_1 | 610 | UNKNOWN135465 | Long Island | Long Island | 69 | 611 | UNKNOWN135467 | 69 | 1 | Closed | 0.00242 | 0.0055 | 0.00011 | 1 | 0 | 96 | 250 | 123 | 0.3 | 0.4 | 1587 | Old | Closed | 0 | 0 | 0 | 0 | 0 | FALSE
613_577_1 | 613 | TAP135472 | Long Island | Long Island | 69 | 577 | UNKNOWN130194 | 69 | 1 | Closed | 0.01125 | 0.02558 | 0.0005 | 1 | 0 | 96 | 250 | 123 | 0.9 | 1.8 | 1588 | Old | Closed | 0 | 0 | 0 | 0 | 0 | FALSE
613_846_1 | 613 | TAP135472 | Long Island | Long Island | 69 | 846 | PINELAWN | 69 | 1 | Closed | 0.00103 | 0.00233 | 5e-05 | 1 | 0 | 96 | 250 | 123 | 0.1 | 0.2 | 1589 | Old | Closed | 0 | 0 | 0 | 0 | 0 | FALSE
614_1541_1 | 614 | BRENTWOOD | Long Island | Long Island | 69 | 1541 | PILGRIM | 69 | 1 | Closed | 0.02943 | 0.06691 | 0.00131 | 1 | 0 | 96 | 250 | 123 | 2.9 | 4.6 | 1590 | Old | Closed | 0 | 0 | 0 | 0 | 0 | FALSE
614_1541_2 | 614 | BRENTWOOD | Long Island | Long Island | 69 | 1541 | PILGRIM | 69 | 2 | Closed | 0.0326 | 0.07412 | 0.00145 | 1 | 0 | 96 | 250 | 123 | 2.9 | 5.1 | 1591 | Old | Closed | 0 | 0 | 0 | 0 | 0 | FALSE
614_615_1 | 614 | BRENTWOOD | Long Island | Long Island | 69 | 615 | BRIGHTWATERS | 69 | 1 | Closed | 0.04451 | 0.10118 | 0.00198 | 1 | 0 | 96 | 250 | 123 | 4.7 | 7 | 1592 | Old | Closed | 0 | 0 | 0 | 0 | 0 | FALSE
614_618_1 | 614 | BRENTWOOD | Long Island | Long Island | 69 | 618 | PINES | 69 | 1 | Closed | 0.02093 | 0.04758 | 0.00093 | 1 | 0 | 96 | 250 | 123 | 2.6 | 3.3 | 1593 | Old | Closed | 0 | 0 | 0 | 0 | 0 | FALSE
614_837_1 | 614 | BRENTWOOD | Long Island | Long Island | 69 | 837 | DEER PARK | 69 | 1 | Closed | 0.01914 | 0.04352 | 0.00085 | 1 | 0 | 96 | 250 | 123 | 2.1 | 3 | 1594 | Old | Closed | 0 | 0 | 0 | 0 | 0 | FALSE
614_837_2 | 614 | BRENTWOOD | Long Island | Long Island | 69 | 837 | DEER PARK | 69 | 2 | Closed | 0.0188 | 0.04274 | 0.00084 | 1 | 0 | 96 | 250 | 123 | 2.1 | 3 | 1595 | Old | Closed | 0 | 0 | 0 | 0 | 0 | FALSE
615_617_1 | 615 | BRIGHTWATERS | Long Island | Long Island | 69 | 617 | WATSON | 69 | 1 | Closed | 0.02965 | 0.0674 | 0.00132 | 1 | 0 | 96 | 250 | 123 | 3.4 | 4.7 | 1596 | Old | Closed | 0 | 0 | 0 | 0 | 0 | FALSE
615_836_1 | 615 | BRIGHTWATERS | Long Island | Long Island | 69 | 836 | BABYLON | 69 | 1 | Closed | 0.01983 | 0.04509 | 0.00088 | 1 | 0 | 96 | 250 | 123 | 2.4 | 3.1 | 1597 | Old | Closed | 0 | 0 | 0 | 0 | 0 | FALSE
616_1505_1 | 616 | GREAT RIVER | Long Island | Long Island | 69 | 1505 | RONKONKOMA | 69 | 1 | Closed | 0.04264 | 0.09693 | 0.00189 | 1 | 0 | 96 | 250 | 123 | 6 | 6.7 | 1598 | Old | Closed | 0 | 0 | 0 | 0 | 0 | FALSE
616_617_1 | 616 | GREAT RIVER | Long Island | Long Island | 69 | 617 | WATSON | 69 | 1 | Closed | 0.02036 | 0.04628 | 0.0009 | 1 | 0 | 96 | 250 | 123 | 2.5 | 3.2 | 1599 | Old | Closed | 0 | 0 | 0 | 0 | 0 | FALSE
618_1505_1 | 618 | PINES | Long Island | Long Island | 69 | 1505 | RONKONKOMA | 69 | 1 | Closed | 0.05198 | 0.11817 | 0.00231 | 1 | 0 | 96 | 250 | 123 | 7.4 | 8.2 | 1600 | Old | Closed | 0 | 0 | 0 | 0 | 0 | FALSE
619_1505_1 | 619 | RONKONKOMA | Long Island | Long Island | 138 | 1505 | RONKONKOMA | 69 | 1 | Closed | 0.00302 | 0.10864 | 0 | 1 | 0 | 125 | 145 | 170 | 0 | 0 | 1601 | Old | Closed | 0 | 0 | 0 | 0 | 0 | FALSE
62_722_1 | 62 | UNKNOWN124337 | Capital | Capital | 345 | 722 | REYNOLDS | 345 | 1 | Closed | 0.00025 | 0.00383 | 0.09893 | 1 | 0 | 1216 | 2454 | 1804 | 4.6 | 9.6 | 1602 | Old | Closed | 0 | 0 | 0 | 0 | 0 | FALSE
620_625_1 | 620 | TAP135490 | Long Island | Long Island | 69 | 625 | CORONA AVE | 69 | 1 | Closed | 0.00915 | 0.02081 | 0.00041 | 1 | 0 | 250 | 250 | 250 | 1.1 | 1.4 | 1603 | Old | Closed | 0 | 0 | 0 | 0 | 0 | FALSE
620_626_1 | 620 | TAP135490 | Long Island | Long Island | 69 | 626 | VALLEY STREAM | 69 | 1 | Closed | 0.00042 | 0.00095 | 2e-05 | 1 | 0 | 250 | 250 | 250 | 0.1 | 0.1 | 1604 | Old | Closed | 0 | 0 | 0 | 0 | 0 | FALSE
620_626_2 | 620 | TAP135490 | Long Island | Long Island | 69 | 626 | VALLEY STREAM | 69 | 2 | Closed | 0.00042 | 0.00095 | 2e-05 | 1 | 0 | 250 | 250 | 250 | 0.1 | 0.1 | 1605 | Old | Closed | 0 | 0 | 0 | 0 | 0 | FALSE
620_995_1 | 620 | TAP135490 | Long Island | Long Island | 69 | 995 | TAP140036 | 69 | 1 | Closed | 0.00903 | 0.02052 | 0.0004 | 1 | 0 | 250 | 250 | 250 | 1.2 | 1.4 | 1606 | Old | Closed | 0 | 0 | 0 | 0 | 0 | FALSE
620_995_2 | 620 | TAP135490 | Long Island | Long Island | 69 | 995 | TAP140036 | 69 | 2 | Closed | 0.00903 | 0.02052 | 0.0004 | 1 | 0 | 250 | 250 | 250 | 1.2 | 1.4 | 1607 | Old | Closed | 0 | 0 | 0 | 0 | 0 | FALSE
621_623_1 | 621 | TAP135492 | Long Island | NYC | 69 | 623 | FAR ROCKAWAY | 69 | 1 | Closed | 0.01881 | 0.04275 | 0.00084 | 1 | 0 | 250 | 250 | 250 | 2.3 | 3 | 1608 | Old | Closed | 0 | 0 | 0 | 0 | 0 | FALSE
621_623_2 | 621 | TAP135492 | Long Island | NYC | 69 | 623 | FAR ROCKAWAY | 69 | 2 | Closed | 0.01881 | 0.04275 | 0.00084 | 1 | 0 | 250 | 250 | 250 | 2.3 | 3 | 1609 | Old | Closed | 0 | 0 | 0 | 0 | 0 | FALSE
621_626_1 | 621 | TAP135492 | Long Island | Long Island | 69 | 626 | VALLEY STREAM | 69 | 1 | Closed | 0.02808 | 0.06384 | 0.00125 | 1 | 0 | 300 | 300 | 300 | 3.2 | 4.4 | 1610 | Old | Closed | 0 | 0 | 0 | 0 | 0 | FALSE
621_627_1 | 621 | TAP135492 | Long Island | Long Island | 69 | 627 | WOODMERE | 69 | 1 | Closed | 0.00025 | 0.00057 | 1e-05 | 1 | 0 | 96 | 250 | 123 | 0 | 0 | 1611 | Old | Closed | 0 | 0 | 0 | 0 | 0 | FALSE
622_570_1 | 622 | TAP135493 | Long Island | NYC | 69 | 570 | UNKNOWN129913 | 69 | 1 | Closed | 0.02083 | 0.04736 | 0.00093 | 1 | 0 | 225 | 225 | 225 | 2.6 | 3.3 | 1612 | Old | Closed | 0 | 0 | 0 | 0 | 0 | FALSE
622_570_2 | 622 | TAP135493 | Long Island | NYC | 69 | 570 | UNKNOWN129913 | 69 | 2 | Closed | 0.02083 | 0.04736 | 0.00093 | 1 | 0 | 225 | 225 | 225 | 2.6 | 3.3 | 1613 | Old | Closed | 0 | 0 | 0 | 0 | 0 | FALSE
622_624_1 | 622 | TAP135493 | Long Island | Long Island | 69 | 624 | HEWLETT | 69 | 1 | Closed | 0.01137 | 0.02585 | 0.00051 | 1 | 0 | 250 | 250 | 250 | 1.7 | 1.8 | 1614 | Old | Closed | 0 | 0 | 0 | 0 | 0 | FALSE
622_997_1 | 622 | TAP135493 | Long Island | Long Island | 69 | 997 | TAP140039 | 69 | 1 | Closed | 0.02686 | 0.06105 | 0.00119 | 1 | 0 | 175 | 175 | 175 | 3.3 | 4.2 | 1615 | Old | Closed | 0 | 0 | 0 | 0 | 0 | FALSE
622_997_2 | 622 | TAP135493 | Long Island | Long Island | 69 | 997 | TAP140039 | 69 | 2 | Closed | 0.02686 | 0.06105 | 0.00119 | 1 | 0 | 175 | 175 | 175 | 3.3 | 4.2 | 1616 | Old | Closed | 0 | 0 | 0 | 0 | 0 | FALSE
623_1506_1 | 623 | FAR ROCKAWAY | NYC | NYC | 69 | 1506 | JAMAICA | 69 | 1 | Closed | 0.08 | 0.15 | 0.0025 | 1 | 0 | 123 | 250 | 123 | 6.7 | 9.6 | 1617 | Old | Closed | 0 | 0 | 0 | 27 | 0 | TRUE
624_623_1 | 624 | HEWLETT | Long Island | NYC | 69 | 623 | FAR ROCKAWAY | 69 | 1 | Closed | 0.0271 | 0.0616 | 0.0012 | 1 | 0 | 250 | 250 | 250 | 3.4 | 4.2 | 1618 | Old | Closed | 0 | 0 | 0 | 0 | 0 | FALSE
624_623_2 | 624 | HEWLETT | Long Island | NYC | 69 | 623 | FAR ROCKAWAY | 69 | 2 | Closed | 0.0271 | 0.0616 | 0.0012 | 1 | 0 | 250 | 250 | 250 | 3.4 | 4.2 | 1619 | Old | Closed | 0 | 0 | 0 | 0 | 0 | FALSE
626_1506_1 | 626 | VALLEY STREAM | Long Island | NYC | 69 | 1506 | JAMAICA | 69 | 1 | Closed | 0.05562 | 0.12645 | 0.00247 | 1 | 0 | 250 | 250 | 250 | 7.1 | 8.7 | 1620 | Old | Closed | 0 | 0 | 0 | 0 | 0 | FALSE
626_1506_2 | 626 | VALLEY STREAM | Long Island | NYC | 69 | 1506 | JAMAICA | 69 | 2 | Closed | 0.05562 | 0.12645 | 0.00247 | 1 | 0 | 250 | 250 | 250 | 7.1 | 8.7 | 1621 | Old | Closed | 0 | 0 | 0 | 0 | 0 | FALSE
628_1506_1 | 628 | JAMAICA | NYC | NYC | 138 | 1506 | JAMAICA | 69 | 1 | Closed | 0.00302 | 0.10864 | 0 | 1 | 0 | 500 | 500 | 500 | 0 | 0 | 1622 | Old | Closed | 0 | 0 | 0 | 0 | 0 | FALSE
629_1133_1 | 629 | QUEENSBRIDGE | NYC | NYC | 138 | 1133 | VERNON | 138 | 1 | Closed | 0.00012 | 0.00059 | 0.0045 | 1 | 0 | 357 | 562 | 562 | 0.5 | 0.8 | 1623 | Old | Closed | 0 | 0 | 0 | 0 | 0 | FALSE
629_1133_2 | 629 | QUEENSBRIDGE | NYC | NYC | 138 | 1133 | VERNON | 138 | 2 | Closed | 0.00012 | 0.00059 | 0.0045 | 1 | 0 | 357 | 562 | 562 | 0.5 | 0.8 | 1624 | Old | Closed | 0 | 0 | 0 | 0 | 0 | FALSE
629_1133_3 | 629 | QUEENSBRIDGE | NYC | NYC | 138 | 1133 | VERNON | 138 | 3 | Closed | 0.00012 | 0.00059 | 0.0045 | 1 | 0 | 357 | 562 | 562 | 0.5 | 0.8 | 1625 | Old | Closed | 0 | 0 | 0 | 0 | 0 | FALSE
63_62_1 | 63 | UNKNOWN124338 | Capital | Capital | 345 | 62 | UNKNOWN124337 | 345 | 1 | Closed | 0 | 5e-05 | 0.00123 | 1 | 0 | 1216 | 1216 | 1804 | 0.1 | 0.1 | 1626 | Old | Closed | 0 | 0 | 0 | 0 | 0 | FALSE
63_800_1 | 63 | UNKNOWN124338 | Capital | Capital | 345 | 800 | NEW SCOTLAND | 345 | 1 | Closed | 0.00024 | 0.00373 | 0.096 | 1 | 0 | 1216 | 1216 | 1804 | 7.9 | 9.4 | 1627 | Old | Closed | 0 | 0 | 0 | 0 | 0 | FALSE
630_1507_1 | 630 | ROTTERDAM | Capital | Capital | 230 | 1507 | ROTTERDAM | 115 | 1 | Closed | 0.00149 | 0.0623 | 0 | 1 | 0 | 326 | 369 | 423 | 0 | 0 | 1628 | Old | Closed | 0 | 0 | 0 | 0 | 0 | FALSE
631_634_1 | 631 | TAP135560 | Capital | Capital | 115 | 634 | BOYNTONVILLE | 115 | 1 | Closed | 7e-05 | 0.00031 | 5e-05 | 1 | 0 | 167 | 556 | 210 | 0 | 0.1 | 1629 | Old | Closed | 0 | 0 | 0 | 0 | 0 | FALSE
631_704_1 | 631 | TAP135560 | Capital | Capital | 115 | 704 | NORTH TROY | 115 | 1 | Closed | 0.01681 | 0.06953 | 0.01151 | 1 | 0 | 167 | 556 | 210 | 10.4 | 14 | 1630 | Old | Closed | 0 | 0 | 0 | 0 | 0 | FALSE
631_863_1 | 631 | TAP135560 | Capital | Capital | 115 | 863 | HOOKSINK | 115 | 1 | Closed | 0.00929 | 0.0384 | 0.00636 | 1 | 0 | 167 | 556 | 210 | 6.6 | 7.7 | 1631 | Old | Closed | 0 | 0 | 0 | 0 | 0 | FALSE
635_513_1 | 635 | TAP135581 | Capital | Capital | 115 | 513 | UNKNOWN128285 | 115 | 1 | Closed | 0.00424 | 0.01754 | 0.0029 | 1 | 0 | 167 | 556 | 210 | 2.8 | 3.5 | 1632 | Old | Closed | 0 | 0 | 0 | 0 | 0 | FALSE
635_6_1 | 635 | TAP135581 | Capital | Capital | 115 | 6 | UNKNOWN124124 | 115 | 1 | Closed | 0.00361 | 0.01494 | 0.00247 | 1 | 0 | 167 | 556 | 210 | 2.5 | 3 | 1633 | Old | Closed | 0 | 0 | 0 | 0 | 0 | FALSE
635_632_1 | 635 | TAP135581 | Capital | Capital | 115 | 632 | GROOMS ROAD | 115 | 1 | Closed | 0.00608 | 0.02514 | 0.00416 | 1 | 0 | 167 | 556 | 210 | 3.1 | 5.1 | 1634 | Old | Closed | 0 | 0 | 0 | 0 | 0 | FALSE
637_1508_1 | 637 | EASTOVER | Capital | Capital | 230 | 1508 | EASTOVER | 115 | 1 | Closed | 0.00149 | 0.0623 | 0 | 1 | 0 | 326 | 369 | 423 | 0 | 0 | 1635 | Old | Closed | 0 | 0 | 0 | 0 | 0 | FALSE
637_630_1 | 637 | EASTOVER | Capital | Capital | 230 | 630 | ROTTERDAM | 230 | 1 | Closed | 0.00432 | 0.03474 | 0.13256 | 1 | 0 | 453 | 936 | 579 | 18.8 | 33.5 | 1636 | Old | Closed | 0 | 0 | 0 | 0 | 0 | FALSE
638_767_1 | 638 | STURGEON POOL | Hudson Valley | Hudson Valley | 69 | 767 | HIGH FALLS | 69 | 1 | Closed | 0.04237 | 0.09632 | 0.00188 | 1 | 0 | 96 | 250 | 123 | 4.6 | 6.6 | 1637 | Old | Closed | 0 | 0 | 0 | 0 | 0 | FALSE
64_422_1 | 64 | UNKNOWN124339 | Mohawk Valley | Mohawk Valley | 115 | 422 | UNKNOWN125660 | 115 | 1 | Closed | 6e-05 | 0.00024 | 4e-05 | 1 | 0 | 167 | 556 | 210 | 0 | 0 | 1638 | Old | Closed | 0 | 0 | 0 | 0 | 0 | FALSE
641_1509_1 | 641 | SAUGERTIES | Hudson Valley | Hudson Valley | 69 | 1509 | HURLEY AVENUE | 69 | 1 | Closed | 0.07236 | 0.16451 | 0.00322 | 1 | 0 | 96 | 250 | 123 | 10.8 | 11.4 | 1639 | Old | Closed | 0 | 0 | 0 | 0 | 0 | FALSE
641_667_1 | 641 | SAUGERTIES | Hudson Valley | Hudson Valley | 69 | 667 | UNKNOWN135706 | 69 | 1 | Closed | 0.00243 | 0.00553 | 0.00011 | 1 | 0 | 96 | 250 | 123 | 0.3 | 0.4 | 1640 | Old | Closed | 0 | 0 | 0 | 0 | 0 | FALSE
641_782_1 | 641 | SAUGERTIES | Hudson Valley | Hudson Valley | 69 | 782 | UNKNOWN136024 | 69 | 1 | Closed | 0.06407 | 0.14566 | 0.00285 | 1 | 0 | 96 | 250 | 123 | 7.9 | 10.1 | 1641 | Old | Closed | 0 | 0 | 0 | 0 | 0 | FALSE
642_1510_1 | 642 | LINCOLN PARK | Hudson Valley | Hudson Valley | 115 | 1510 | HURLEY AVENUE | 115 | 1 | Closed | 0.0065 | 0.02686 | 0.00445 | 1 | 0 | 167 | 556 | 210 | 3.3 | 5.4 | 1642 | Old | Closed | 0 | 0 | 0 | 0 | 0 | FALSE
642_643_1 | 642 | LINCOLN PARK | Hudson Valley | Hudson Valley | 115 | 643 | EAST KINGSTON | 115 | 1 | Closed | 0.00286 | 0.01183 | 0.00196 | 1 | 0 | 167 | 556 | 210 | 1.7 | 2.4 | 1643 | Old | Closed | 0 | 0 | 0 | 0 | 0 | FALSE
644_1509_1 | 644 | HURLEY AVENUE | Hudson Valley | Hudson Valley | 345 | 1509 | HURLEY AVENUE | 69 | 1 | Closed | 0.00106 | 0.0574 | 0 | 1 | 0 | 260 | 290 | 345 | 0 | 0 | 1644 | Old | Closed | 0 | 0 | 0 | 0 | 0 | FALSE
644_1510_1 | 644 | HURLEY AVENUE | Hudson Valley | Hudson Valley | 345 | 1510 | HURLEY AVENUE | 115 | 1 | Closed | 0.0006 | 0.0524 | 0 | 1 | 0 | 417 | 518 | 599 | 0 | 0 | 1645 | Old | Closed | 0 | 0 | 0 | 0 | 0 | FALSE
645_646_1 | 645 | MILAN | Hudson Valley | Hudson Valley | 115 | 646 | RHINEBECK | 115 | 1 | Closed | 0.01005 | 0.04155 | 0.00688 | 1 | 0 | 167 | 556 | 210 | 6.1 | 8.4 | 1646 | Old | Closed | 0 | 0 | 0 | 0 | 0 | FALSE
646_643_1 | 646 | RHINEBECK | Hudson Valley | Hudson Valley | 115 | 643 | EAST KINGSTON | 115 | 1 | Closed | 0.00685 | 0.02831 | 0.00469 | 1 | 0 | 167 | 556 | 210 | 3.5 | 5.7 | 1647 | Old | Closed | 0 | 0 | 0 | 0 | 0 | FALSE
647_1511_1 | 647 | OHIOVILLE | Hudson Valley | Hudson Valley | 115 | 1511 | OHIOVILLE | 69 | 1 | Closed | 0.0032 | 0.1644 | 0 | 1 | 0 | 125 | 145 | 170 | 0 | 0 | 1648 | Old | Closed | 0 | 0 | 0 | 0 | 0 | FALSE
647_648_1 | 647 | OHIOVILLE | Hudson Valley | Hudson Valley | 115 | 648 | HIGHLAND | 115 | 1 | Closed | 0.00844 | 0.03492 | 0.00578 | 1 | 0 | 167 | 556 | 210 | 5.3 | 7 | 1649 | Old | Closed | 0 | 0 | 0 | 0 | 0 | FALSE
647_771_1 | 647 | OHIOVILLE | Hudson Valley | Hudson Valley | 115 | 771 | MODENA | 115 | 1 | Closed | 0.00974 | 0.04029 | 0.00667 | 1 | 0 | 167 | 556 | 210 | 7.3 | 8.1 | 1650 | Old | Closed | 0 | 0 | 0 | 0 | 0 | FALSE
649_1512_1 | 649 | REYNOLDS HILL | Hudson Valley | Hudson Valley | 115 | 1512 | REYNOLDS HILL | 69 | 1 | Closed | 0.0032 | 0.1644 | 0 | 1 | 0 | 170 | 170 | 170 | 0 | 0 | 1651 | Old | Closed | 0 | 0 | 0 | 0 | 0 | FALSE
649_648_1 | 649 | REYNOLDS HILL | Hudson Valley | Hudson Valley | 115 | 648 | HIGHLAND | 115 | 1 | Closed | 0.00161 | 0.00664 | 0.0011 | 1 | 0 | 185 | 556 | 210 | 0.9 | 1.3 | 1652 | Old | Closed | 0 | 0 | 0 | 0 | 0 | FALSE
649_9_1 | 649 | REYNOLDS HILL | Hudson Valley | Hudson Valley | 115 | 9 | UNKNOWN124132 | 115 | 1 | Closed | 0.01472 | 0.06087 | 0.01008 | 1 | 0 | 556 | 556 | 556 | 9.6 | 12.2 | 1653 | Old | Closed | 0 | 0 | 0 | 0 | 0 | FALSE
649_9_2 | 649 | REYNOLDS HILL | Hudson Valley | Hudson Valley | 115 | 9 | UNKNOWN124132 | 115 | 2 | Closed | 0.01472 | 0.06087 | 0.01008 | 1 | 0 | 556 | 556 | 556 | 9.6 | 12.2 | 1654 | Old | Closed | 0 | 0 | 0 | 0 | 0 | FALSE
65_1573_1 | 65 | BERRY RD | West | West | 115 | 1573 | DUNKIRK | 115 | 1 | Closed | 0.00587 | 0.02425 | 0.00402 | 1 | 0 | 167 | 556 | 210 | 4.1 | 4.9 | 1655 | Old | Closed | 0 | 0 | 0 | 0 | 0 | FALSE
651_817_1 | 651 | PLEASANT VALLEY | Hudson Valley | Hudson Valley | 345 | 817 | ATHENS | 345 | 1 | Closed | 0.00116 | 0.01776 | 0.45921 | 1 | 0 | 1216 | 2454 | 1804 | 36.7 | 44.6 | 1656 | Old | Closed | 0 | 0 | 0 | 0 | 0 | FALSE
651_817_2 | 651 | PLEASANT VALLEY | Hudson Valley | Hudson Valley | 345 | 817 | ATHENS | 345 | 2 | Closed | 0.00116 | 0.01776 | 0.45921 | 1 | 0 | 1216 | 2454 | 1804 | 36.7 | 44.6 | 1657 | Old | Closed | 0 | 0 | 0 | 0 | 0 | FALSE
651_818_1 | 651 | PLEASANT VALLEY | Hudson Valley | Hudson Valley | 345 | 818 | LEEDS | 345 | 1 | Closed | 0.00115 | 0.01759 | 0.45472 | 1 | 0 | 1216 | 2454 | 1804 | 36.3 | 44.2 | 1658 | Old | Closed | 0 | 0 | 0 | 0 | 0 | FALSE
651_818_2 | 651 | PLEASANT VALLEY | Hudson Valley | Hudson Valley | 345 | 818 | LEEDS | 345 | 2 | Closed | 0.00115 | 0.01759 | 0.45472 | 1 | 0 | 1216 | 2454 | 1804 | 36.3 | 44.2 | #N/A | New | Not 2019 | - | - | - | - | - | #VALUE!
651_858_1 | 651 | PLEASANT VALLEY | Hudson Valley | Hudson Valley | 345 | 858 | E. FISHKILL | 345 | 1 | Closed | 0.00035 | 0.00527 | 0.13611 | 1 | 0 | 1216 | 2454 | 1804 | 11.8 | 13.2 | 1659 | Old | Closed | 0 | 0 | 0 | 0 | 0 | FALSE
651_858_2 | 651 | PLEASANT VALLEY | Hudson Valley | Hudson Valley | 345 | 858 | E. FISHKILL | 345 | 2 | Closed | 0.00035 | 0.00527 | 0.13612 | 1 | 0 | 1216 | 2454 | 1804 | 11.8 | 13.2 | 1660 | Old | Closed | 0 | 0 | 0 | 0 | 0 | FALSE
651_902_1 | 651 | PLEASANT VALLEY | Hudson Valley | Hudson Valley | 345 | 902 | WOOD STREET | 345 | 1 | Closed | 0.00081 | 0.01237 | 0.31971 | 1 | 0 | 1216 | 2454 | 1804 | 26.7 | 31.1 | 1661 | Old | Closed | 0 | 0 | 0 | 0 | 0 | FALSE
651_902_2 | 651 | PLEASANT VALLEY | Hudson Valley | Hudson Valley | 345 | 902 | WOOD STREET | 345 | 2 | Closed | 0.00081 | 0.01237 | 0.31972 | 1 | 0 | 1216 | 2454 | 1804 | 26.7 | 31.1 | 1662 | Old | Closed | 0 | 0 | 0 | 0 | 0 | FALSE
652_855_1 | 652 | MANCHESTER | Hudson Valley | Hudson Valley | 115 | 855 | NEW SPACKENKILL | 115 | 1 | Closed | 0.00334 | 0.01381 | 0.00229 | 1 | 0 | 216 | 216 | 260 | 2.3 | 2.8 | 1663 | Old | Closed | 0 | 0 | 0 | 0 | 0 | FALSE
654_639_1 | 654 | TAP135687 | Hudson Valley | Hudson Valley | 69 | 639 | NORTH CATSKILL | 69 | 1 | Closed | 0.04982 | 0.11326 | 0.00221 | 1 | 0 | 96 | 250 | 123 | 5.8 | 7.8 | 1664 | Old | Closed | 0 | 0 | 0 | 0 | 0 | FALSE
654_640_1 | 654 | TAP135687 | Hudson Valley | Hudson Valley | 69 | 640 | LAWRENCEVILLE | 69 | 1 | Closed | 0.00273 | 0.00621 | 0.00012 | 1 | 0 | 96 | 250 | 123 | 0.3 | 0.4 | 1665 | Old | Closed | 0 | 0 | 0 | 0 | 0 | FALSE
654_821_1 | 654 | TAP135687 | Hudson Valley | Hudson Valley | 69 | 821 | SOUTH CAIRO | 69 | 1 | Closed | 0.0317 | 0.07206 | 0.00141 | 1 | 0 | 96 | 250 | 123 | 4.8 | 5 | 1666 | Old | Closed | 0 | 0 | 0 | 0 | 0 | FALSE
655_514_1 | 655 | TAP135688 | Hudson Valley | Hudson Valley | 69 | 514 | UNKNOWN128941 | 69 | 1 | Closed | 0.0078 | 0.01774 | 0.00035 | 1 | 0 | 96 | 250 | 123 | 0.9 | 1.2 | 1667 | Old | Closed | 0 | 0 | 0 | 0 | 0 | FALSE
655_639_1 | 655 | TAP135688 | Hudson Valley | Hudson Valley | 69 | 639 | NORTH CATSKILL | 69 | 1 | Closed | 0.04966 | 0.11289 | 0.00221 | 1 | 0 | 96 | 250 | 123 | 7 | 7.8 | 1668 | Old | Closed | 0 | 0 | 0 | 0 | 0 | FALSE
655_667_1 | 655 | TAP135688 | Hudson Valley | Hudson Valley | 69 | 667 | UNKNOWN135706 | 69 | 1 | Closed | 0.03192 | 0.07256 | 0.00142 | 1 | 0 | 96 | 250 | 123 | 4.5 | 5 | 1669 | Old | Closed | 0 | 0 | 0 | 0 | 0 | FALSE
655_667_2 | 655 | TAP135688 | Hudson Valley | Hudson Valley | 69 | 667 | UNKNOWN135706 | 69 | 2 | Closed | 0.03189 | 0.0725 | 0.00142 | 1 | 0 | 96 | 250 | 123 | 4.5 | 5 | 1670 | Old | Closed | 0 | 0 | 0 | 0 | 0 | FALSE
656_506_1 | 656 | TAP135690 | Capital | Capital | 115 | 506 | UNKNOWN128272 | 115 | 1 | Closed | 0.03155 | 0.13045 | 0.0216 | 1 | 0 | 167 | 556 | 210 | 20.2 | 26.2 | 1671 | Old | Closed | 0 | 0 | 0 | 0 | 0 | FALSE
656_521_1 | 656 | TAP135690 | Capital | Capital | 115 | 521 | UNKNOWN129013 | 115 | 1 | Closed | 6e-05 | 0.00024 | 4e-05 | 1 | 0 | 167 | 556 | 210 | 0 | 0 | 1672 | Old | Closed | 0 | 0 | 0 | 0 | 0 | FALSE
656_657_1 | 656 | TAP135690 | Capital | Capital | 115 | 657 | TAP135691 | 115 | 1 | Closed | 0.0129 | 0.05335 | 0.00883 | 1 | 0 | 167 | 556 | 210 | 7.6 | 10.7 | 1673 | Old | Closed | 0 | 0 | 0 | 0 | 0 | FALSE
657_522_1 | 657 | TAP135691 | Capital | Capital | 115 | 522 | UNKNOWN129014 | 115 | 1 | Closed | 0.00332 | 0.01371 | 0.00227 | 1 | 0 | 167 | 556 | 210 | 2.1 | 2.8 | 1674 | Old | Closed | 0 | 0 | 0 | 0 | 0 | FALSE
657_660_1 | 657 | TAP135691 | Capital | Hudson Valley | 115 | 660 | TAP135694 | 115 | 1 | Closed | 0.01022 | 0.04225 | 0.007 | 1 | 0 | 167 | 556 | 210 | 8.6 | 8.5 | 1675 | Old | Closed | 0 | 0 | 0 | 0 | 0 | FALSE
658_1487_1 | 658 | TAP135692 | Capital | Hudson Valley | 115 | 1487 | UNKNOWN129084 | 115 | 1 | Closed | 0.03048 | 0.12605 | 0.02087 | 1 | 0 | 167 | 556 | 210 | 24.8 | 25.3 | 1676 | Old | Closed | 0 | 0 | 0 | 0 | 0 | FALSE
658_522_1 | 658 | TAP135692 | Capital | Capital | 115 | 522 | UNKNOWN129014 | 115 | 1 | Closed | 0.00335 | 0.01387 | 0.0023 | 1 | 0 | 167 | 556 | 210 | 2.1 | 2.8 | 1677 | Old | Closed | 0 | 0 | 0 | 0 | 0 | FALSE
658_665_1 | 658 | TAP135692 | Capital | Capital | 115 | 665 | CHURCHTOWN | 115 | 1 | Closed | 0.0085 | 0.03514 | 0.00582 | 1 | 0 | 167 | 556 | 210 | 6.8 | 7.1 | 1678 | Old | Closed | 0 | 0 | 0 | 0 | 0 | FALSE
659_1487_1 | 659 | TAP135693 | Hudson Valley | Hudson Valley | 115 | 1487 | UNKNOWN129084 | 115 | 1 | Closed | 0.0203 | 0.08392 | 0.0139 | 1 | 0 | 167 | 556 | 210 | 16.2 | 16.9 | 1679 | Old | Closed | 0 | 0 | 0 | 0 | 0 | FALSE
659_512_1 | 659 | TAP135693 | Hudson Valley | Hudson Valley | 115 | 512 | UNKNOWN128280 | 115 | 1 | Closed | 0.03212 | 0.13281 | 0.02199 | 1 | 0 | 221 | 556 | 244 | 18.3 | 26.7 | 1680 | Old | Closed | 0 | 0 | 0 | 54 | 34 | TRUE
659_512_2W | 659 | TAP135693 | Hudson Valley | Hudson Valley | 115 | 512 | UNKNOWN128280 | 115 | 2W | Closed | 0.03212 | 0.13281 | 0.02199 | 1 | 0 | 210 | 556 | 250 | 18.3 | 26.7 | #N/A | New | Not 2019 | - | - | - | - | - | #VALUE!
659_645_1 | 659 | TAP135693 | Hudson Valley | Hudson Valley | 115 | 645 | MILAN | 115 | 1 | Closed | 0.00012 | 0.0005 | 8e-05 | 1 | 0 | 300 | 556 | 300 | 0.1 | 0.1 | 1681 | Old | Closed | 0 | 0 | 0 | 133 | 90 | TRUE
660_1487_1 | 660 | TAP135694 | Hudson Valley | Hudson Valley | 115 | 1487 | UNKNOWN129084 | 115 | 1 | Closed | 0.02028 | 0.08386 | 0.01389 | 1 | 0 | 167 | 556 | 210 | 16.2 | 16.9 | 1682 | Old | Closed | 0 | 0 | 0 | 0 | 0 | FALSE
660_645_1 | 660 | TAP135694 | Hudson Valley | Hudson Valley | 115 | 645 | MILAN | 115 | 1 | Closed | 0.00014 | 0.00059 | 0.0001 | 1 | 0 | 167 | 556 | 210 | 0.1 | 0.1 | 1683 | Old | Closed | 0 | 0 | 0 | 0 | 0 | FALSE
661_1512_1 | 661 | TAP135696 | Hudson Valley | Hudson Valley | 69 | 1512 | REYNOLDS HILL | 69 | 1 | Closed | 0.01316 | 0.02992 | 0.00059 | 1 | 0 | 96 | 250 | 123 | 1.6 | 2.1 | 1684 | Old | Closed | 0 | 0 | 0 | 0 | 0 | FALSE
661_1512_2 | 661 | TAP135696 | Hudson Valley | Hudson Valley | 69 | 1512 | REYNOLDS HILL | 69 | 2 | Closed | 0.01316 | 0.02992 | 0.00058 | 1 | 0 | 96 | 250 | 123 | 1.6 | 2.1 | 1685 | Old | Closed | 0 | 0 | 0 | 0 | 0 | FALSE
661_650_1 | 661 | TAP135696 | Hudson Valley | Hudson Valley | 69 | 650 | INWOOD AVE | 69 | 1 | Closed | 0.00022 | 0.0005 | 1e-05 | 1 | 0 | 96 | 250 | 123 | 0 | 0 | 1686 | Old | Closed | 0 | 0 | 0 | 0 | 0 | FALSE
661_662_1 | 661 | TAP135696 | Hudson Valley | Hudson Valley | 69 | 662 | TAP135697 | 69 | 1 | Closed | 0.00017 | 0.0004 | 1e-05 | 1 | 0 | 96 | 250 | 123 | 0 | 0 | 1687 | Old | Closed | 0 | 0 | 0 | 0 | 0 | FALSE
662_1486_1 | 662 | TAP135697 | Hudson Valley | Hudson Valley | 69 | 1486 | UNKNOWN129084 | 69 | 1 | Closed | 0.03883 | 0.08827 | 0.00173 | 1 | 0 | 96 | 250 | 123 | 4.5 | 6.1 | 1688 | Old | Closed | 0 | 0 | 0 | 0 | 0 | FALSE
662_650_1 | 662 | TAP135697 | Hudson Valley | Hudson Valley | 69 | 650 | INWOOD AVE | 69 | 1 | Closed | 0.00024 | 0.00055 | 1e-05 | 1 | 0 | 96 | 250 | 123 | 0 | 0 | 1689 | Old | Closed | 0 | 0 | 0 | 0 | 0 | FALSE
663_1511_1 | 663 | TAP135701 | Hudson Valley | Hudson Valley | 69 | 1511 | OHIOVILLE | 69 | 1 | Closed | 0.03886 | 0.08835 | 0.00173 | 1 | 0 | 96 | 250 | 123 | 5.9 | 6.1 | 1690 | Old | Closed | 0 | 0 | 0 | 0 | 0 | FALSE
663_638_1 | 663 | TAP135701 | Hudson Valley | Hudson Valley | 69 | 638 | STURGEON POOL | 69 | 1 | Closed | 0.01025 | 0.02331 | 0.00046 | 1 | 0 | 96 | 250 | 123 | 1.6 | 1.6 | 1691 | Old | Closed | 0 | 0 | 0 | 0 | 0 | FALSE
663_653_1 | 663 | TAP135701 | Hudson Valley | Hudson Valley | 69 | 653 | DASHVILLE | 69 | 1 | Closed | 0.00219 | 0.00498 | 0.0001 | 1 | 0 | 96 | 250 | 123 | 0.3 | 0.3 | 1692 | Old | Closed | 0 | 0 | 0 | 0 | 0 | FALSE
664_669_1 | 664 | CRARYVILLE | Capital | Capital | 115 | 669 | UNKNOWN135708 | 115 | 1 | Closed | 0.00539 | 0.02231 | 0.00369 | 1 | 0 | 167 | 556 | 210 | 3.3 | 4.5 | 1693 | Old | Closed | 0 | 0 | 0 | 0 | 0 | FALSE
665_668_1 | 665 | CHURCHTOWN | Capital | Capital | 115 | 668 | UNKNOWN135707 | 115 | 1 | Closed | 0.00773 | 0.03197 | 0.00529 | 1 | 0 | 167 | 556 | 210 | 4.6 | 6.4 | 1694 | Old | Closed | 0 | 0 | 0 | 0 | 0 | FALSE
666_671_1 | 666 | SMITHFIELD | Hudson Valley | Hudson Valley | 115 | 671 | UNKNOWN135711 | 115 | 1 | Closed | 0.00599 | 0.02478 | 0.0041 | 1 | 0 | 211 | 211 | 211 | 4.1 | 5 | 1695 | Old | Closed | 0 | 0 | 0 | 0 | 0 | FALSE
669_668_1 | 669 | UNKNOWN135708 | Capital | Capital | 115 | 668 | UNKNOWN135707 | 115 | 1 | Closed | 0.0002 | 0.00084 | 0.00014 | 1 | 0 | 167 | 556 | 210 | 0.2 | 0.2 | 1696 | Old | Closed | 0 | 0 | 0 | 0 | 0 | FALSE
670_662_1 | 670 | UNKNOWN135710 | Hudson Valley | Hudson Valley | 69 | 662 | TAP135697 | 69 | 1 | Closed | 0.00673 | 0.01531 | 0.0003 | 1 | 0 | 96 | 250 | 123 | 1 | 1.1 | 1697 | Old | Closed | 0 | 0 | 0 | 0 | 0 | FALSE
671_861_1 | 671 | UNKNOWN135711 | Hudson Valley | Hudson Valley | 115 | 861 | PAWLING | 115 | 1 | Closed | 0.02563 | 0.10596 | 0.01755 | 1 | 0 | 211 | 211 | 211 | 18.6 | 21.3 | 1698 | Old | Closed | 0 | 0 | 0 | 0 | 0 | FALSE
672_674_1 | 672 | UNKNOWN135712 | Capital | Capital | 115 | 674 | TAP135714 | 115 | 1 | Closed | 0.00011 | 0.00047 | 8e-05 | 1 | 0 | 167 | 556 | 210 | 0.1 | 0.1 | 1699 | Old | Closed | 0 | 0 | 0 | 0 | 0 | FALSE
672_827_1 | 672 | UNKNOWN135712 | Capital | Capital | 115 | 827 | HUDSON | 115 | 1 | Closed | 0.00119 | 0.00491 | 0.00081 | 1 | 0 | 167 | 556 | 210 | 0.9 | 1 | 1700 | Old | Closed | 0 | 0 | 0 | 0 | 0 | FALSE
673_827_1 | 673 | DEADEND135713 | Capital | Capital | 115 | 827 | HUDSON | 115 | 1 | Closed | 0.00125 | 0.00517 | 0.00086 | 1 | 0 | 167 | 556 | 210 | 0.9 | 1 | 1701 | Old | Closed | 0 | 0 | 0 | 0 | 0 | FALSE
674_673_1 | 674 | TAP135714 | Capital | Capital | 115 | 673 | DEADEND135713 | 115 | 1 | Closed | 6e-05 | 0.00024 | 4e-05 | 1 | 0 | 167 | 556 | 210 | 0 | 0 | 1702 | Old | Closed | 0 | 0 | 0 | 0 | 0 | FALSE
675_674_1 | 675 | TAP135715 | Capital | Capital | 115 | 674 | TAP135714 | 115 | 1 | Closed | 0.00155 | 0.00641 | 0.00106 | 1 | 0 | 167 | 556 | 210 | 1 | 1.3 | 1703 | Old | Closed | 0 | 0 | 0 | 0 | 0 | FALSE
676_474_1 | 676 | TAP135765 | Capital | Capital | 115 | 474 | SPIER FALLS | 115 | 1 | Closed | 0.00741 | 0.03066 | 0.00508 | 1 | 0 | 167 | 556 | 210 | 5.4 | 6.2 | 1704 | Old | Closed | 0 | 0 | 0 | 0 | 0 | FALSE
676_796_1 | 676 | TAP135765 | Capital | Capital | 115 | 796 | QUEENSBURY | 115 | 1 | Closed | 0.00489 | 0.02021 | 0.00335 | 1 | 0 | 167 | 556 | 210 | 2.9 | 4.1 | 1705 | Old | Closed | 0 | 0 | 0 | 0 | 0 | FALSE
676_8_1 | 676 | TAP135765 | Capital | Capital | 115 | 8 | UNKNOWN124127 | 115 | 1 | Closed | 0.00211 | 0.00871 | 0.00144 | 1 | 0 | 167 | 556 | 210 | 1.3 | 1.7 | 1706 | Old | Closed | 0 | 0 | 0 | 0 | 0 | FALSE
677_678_1 | 677 | TAP135766 | Capital | Capital | 115 | 678 | TAP135767 | 115 | 1 | Closed | 0.00246 | 0.01018 | 0.00169 | 1 | 0 | 167 | 556 | 210 | 2 | 2 | 1707 | Old | Closed | 0 | 0 | 0 | 0 | 0 | FALSE
677_796_1 | 677 | TAP135766 | Capital | Capital | 115 | 796 | QUEENSBURY | 115 | 1 | Closed | 0.00491 | 0.02032 | 0.00336 | 1 | 0 | 167 | 556 | 210 | 2.9 | 4.1 | 1708 | Old | Closed | 0 | 0 | 0 | 0 | 0 | FALSE
677_8_1 | 677 | TAP135766 | Capital | Capital | 115 | 8 | UNKNOWN124127 | 115 | 1 | Closed | 0.00211 | 0.00873 | 0.00145 | 1 | 0 | 167 | 556 | 210 | 1.3 | 1.8 | 1709 | Old | Closed | 0 | 0 | 0 | 0 | 0 | FALSE
678_463_1 | 678 | TAP135767 | Capital | Capital | 115 | 463 | UNKNOWN127712 | 115 | 1 | Closed | 0.00023 | 0.00094 | 0.00016 | 1 | 0 | 167 | 556 | 210 | 0.2 | 0.2 | 1710 | Old | Closed | 0 | 0 | 0 | 0 | 0 | FALSE
678_474_1 | 678 | TAP135767 | Capital | Capital | 115 | 474 | SPIER FALLS | 115 | 1 | Closed | 0.00495 | 0.02046 | 0.00339 | 1 | 0 | 167 | 556 | 210 | 3.6 | 4.1 | 1711 | Old | Closed | 0 | 0 | 0 | 0 | 0 | FALSE
68_134_1 | 68 | SILVER CREEK | West | West | 115 | 134 | ANGOLA | 115 | 1 | Closed | 0.01482 | 0.0613 | 0.01015 | 1 | 0 | 167 | 556 | 210 | 9.8 | 12.3 | 1712 | Old | Closed | 0 | 0 | 0 | 0 | 0 | FALSE
680_31_1 | 680 | TAP135769 | Capital | Capital | 115 | 31 | UNKNOWN124198 | 115 | 1 | Closed | 0.00125 | 0.00518 | 0.00086 | 1 | 0 | 167 | 556 | 210 | 0.5 | 1 | 1713 | Old | Closed | 0 | 0 | 0 | 0 | 0 | FALSE
680_474_1 | 680 | TAP135769 | Capital | Capital | 115 | 474 | SPIER FALLS | 115 | 1 | Closed | 0.00606 | 0.02506 | 0.00415 | 1 | 0 | 167 | 556 | 210 | 3.8 | 5 | 1714 | Old | Closed | 0 | 0 | 0 | 0 | 0 | FALSE
681_470_1 | 681 | TAP135770 | Capital | Capital | 115 | 470 | UNKNOWN127723 | 115 | 1 | Closed | 0.00125 | 0.00518 | 0.00086 | 1 | 0 | 167 | 556 | 210 | 0.8 | 1 | 1715 | Old | Closed | 0 | 0 | 0 | 0 | 0 | FALSE
681_683_1 | 681 | TAP135770 | Capital | Capital | 115 | 683 | MOHICAN | 115 | 1 | Closed | 0.00113 | 0.00467 | 0.00077 | 1 | 0 | 167 | 556 | 210 | 0.9 | 0.9 | 1716 | Old | Closed | 0 | 0 | 0 | 0 | 0 | FALSE
681_693_1 | 681 | TAP135770 | Capital | Capital | 115 | 693 | BATTENKILL | 115 | 1 | Closed | 0.01647 | 0.0681 | 0.01128 | 1 | 0 | 167 | 556 | 210 | 12.5 | 13.7 | 1717 | Old | Closed | 0 | 0 | 0 | 0 | 0 | FALSE
682_680_1 | 682 | TAP135771 | Capital | Capital | 115 | 680 | TAP135769 | 115 | 1 | Closed | 0.00613 | 0.02537 | 0.0042 | 1 | 0 | 167 | 556 | 210 | 4.3 | 5.1 | 1718 | Old | Closed | 0 | 0 | 0 | 0 | 0 | FALSE
682_793_1 | 682 | TAP135771 | Capital | Capital | 115 | 793 | TAP136046 | 115 | 1 | Closed | 0.00155 | 0.00639 | 0.00106 | 1 | 0 | 167 | 556 | 210 | 1.2 | 1.3 | 1719 | Old | Closed | 0 | 0 | 0 | 0 | 0 | FALSE
683_679_1 | 683 | MOHICAN | Capital | Capital | 115 | 679 | TAP135768 | 115 | 1 | Closed | 0.00153 | 0.00632 | 0.00105 | 1 | 0 | 167 | 556 | 210 | 1.1 | 1.3 | 1720 | Old | Closed | 0 | 0 | 0 | 0 | 0 | FALSE
683_684_1 | 683 | MOHICAN | Capital | Capital | 115 | 684 | BUTLER | 115 | 1 | Closed | 0.00541 | 0.02239 | 0.00371 | 1 | 0 | 167 | 556 | 210 | 3.6 | 4.5 | 1721 | Old | Closed | 0 | 0 | 0 | 0 | 0 | FALSE
685_1444_1 | 685 | UNKNOWN135780 | Capital | Capital | 115 | 1444 | TAP167233 | 115 | 1 | Closed | 0.00105 | 0.00436 | 0.00072 | 1 | 0 | 167 | 556 | 210 | 0.5 | 0.9 | 1722 | Old | Closed | 0 | 0 | 0 | 0 | 0 | FALSE
686_1362_1 | 686 | TAP135793 | Capital | Capital | 115 | 1362 | LASHER | 115 | 1 | Closed | 0.00537 | 0.02221 | 0.00368 | 1 | 0 | 167 | 556 | 210 | 4.4 | 4.5 | 1723 | Old | Closed | 0 | 0 | 0 | 0 | 0 | FALSE
686_474_1 | 686 | TAP135793 | Capital | Capital | 115 | 474 | SPIER FALLS | 115 | 1 | Closed | 0.02286 | 0.09453 | 0.01565 | 1 | 0 | 167 | 556 | 210 | 15.7 | 19 | 1724 | Old | Closed | 0 | 0 | 0 | 0 | 0 | FALSE
686_694_1 | 686 | TAP135793 | Capital | Capital | 115 | 694 | WEST MILTON | 115 | 1 | Closed | 0.00356 | 0.01472 | 0.00244 | 1 | 0 | 167 | 556 | 210 | 2.2 | 3 | 1725 | Old | Closed | 0 | 0 | 0 | 0 | 0 | FALSE
687_690_1 | 687 | TAP135794 | Capital | Capital | 115 | 690 | TAP135797 | 115 | 1 | Closed | 0.00427 | 0.01767 | 0.00293 | 1 | 0 | 167 | 556 | 210 | 2.6 | 3.6 | 1726 | Old | Closed | 0 | 0 | 0 | 0 | 0 | FALSE
687_691_1 | 687 | TAP135794 | Capital | Capital | 115 | 691 | TAP135798 | 115 | 1 | Closed | 0.00636 | 0.02629 | 0.00435 | 1 | 0 | 167 | 556 | 210 | 3.9 | 5.3 | 1727 | Old | Closed | 0 | 0 | 0 | 0 | 0 | FALSE
687_695_1 | 687 | TAP135794 | Capital | Capital | 115 | 695 | BROOK ROAD | 115 | 1 | Closed | 0.00012 | 0.00048 | 8e-05 | 1 | 0 | 167 | 556 | 210 | 0.1 | 0.1 | 1728 | Old | Closed | 0 | 0 | 0 | 0 | 0 | FALSE
688_689_1 | 688 | TAP135795 | Capital | Capital | 115 | 689 | TAP135796 | 115 | 1 | Closed | 0.00423 | 0.01751 | 0.0029 | 1 | 0 | 167 | 556 | 210 | 2.6 | 3.5 | 1729 | Old | Closed | 0 | 0 | 0 | 0 | 0 | FALSE
688_692_1 | 688 | TAP135795 | Capital | Capital | 115 | 692 | TAP135799 | 115 | 1 | Closed | 0.00629 | 0.02603 | 0.00431 | 1 | 0 | 167 | 556 | 210 | 3.8 | 5.2 | 1730 | Old | Closed | 0 | 0 | 0 | 0 | 0 | FALSE
688_695_1 | 688 | TAP135795 | Capital | Capital | 115 | 695 | BROOK ROAD | 115 | 1 | Closed | 0.00011 | 0.00047 | 8e-05 | 1 | 0 | 167 | 556 | 210 | 0.1 | 0.1 | 1731 | Old | Closed | 0 | 0 | 0 | 0 | 0 | FALSE
689_1412_1 | 689 | TAP135796 | Capital | Capital | 115 | 1412 | TAP161259 | 115 | 1 | Closed | 0.00162 | 0.00671 | 0.00111 | 1 | 0 | 167 | 556 | 210 | 1.3 | 1.3 | 1732 | Old | Closed | 0 | 0 | 0 | 0 | 0 | FALSE
689_474_1 | 689 | TAP135796 | Capital | Capital | 115 | 474 | SPIER FALLS | 115 | 1 | Closed | 0.01861 | 0.07695 | 0.01274 | 1 | 0 | 167 | 556 | 210 | 12.4 | 15.5 | 1733 | Old | Closed | 0 | 0 | 0 | 0 | 0 | FALSE
69_77_1 | 69 | FALCONER | West | West | 115 | 77 | MOON SWITCHES | 115 | 1 | Closed | 0.0177 | 0.07319 | 0.01212 | 1 | 0 | 167 | 556 | 210 | 12.8 | 14.7 | 1734 | Old | Closed | 0 | 0 | 0 | 0 | 0 | FALSE
69_77_2 | 69 | FALCONER | West | West | 115 | 77 | MOON SWITCHES | 115 | 2 | Closed | 0.01769 | 0.07315 | 0.01211 | 1 | 0 | 167 | 556 | 210 | 12.8 | 14.7 | 1735 | Old | Closed | 0 | 0 | 0 | 0 | 0 | FALSE
690_1411_1 | 690 | TAP135797 | Capital | Capital | 115 | 1411 | TAP161258 | 115 | 1 | Closed | 0.00161 | 0.00666 | 0.0011 | 1 | 0 | 167 | 556 | 210 | 1.3 | 1.3 | 1736 | Old | Closed | 0 | 0 | 0 | 0 | 0 | FALSE
690_474_1 | 690 | TAP135797 | Capital | Capital | 115 | 474 | SPIER FALLS | 115 | 1 | Closed | 0.01862 | 0.07698 | 0.01275 | 1 | 0 | 167 | 556 | 210 | 12.4 | 15.5 | 1737 | Old | Closed | 0 | 0 | 0 | 0 | 0 | FALSE
691_475_1 | 691 | TAP135798 | Capital | Capital | 115 | 475 | UNKNOWN127736 | 115 | 1 | Closed | 0.00352 | 0.01454 | 0.00241 | 1 | 0 | 167 | 556 | 210 | 1.9 | 2.9 | 1738 | Old | Closed | 0 | 0 | 0 | 0 | 0 | FALSE
691_476_1 | 691 | TAP135798 | Capital | Capital | 115 | 476 | UNKNOWN127737 | 115 | 1 | Closed | 6e-05 | 0.00023 | 4e-05 | 1 | 0 | 167 | 556 | 210 | 0 | 0 | 1739 | Old | Closed | 0 | 0 | 0 | 0 | 0 | FALSE
692_475_1 | 692 | TAP135799 | Capital | Capital | 115 | 475 | UNKNOWN127736 | 115 | 1 | Closed | 0.00351 | 0.01453 | 0.00241 | 1 | 0 | 167 | 556 | 210 | 1.9 | 2.9 | 1740 | Old | Closed | 0 | 0 | 0 | 0 | 0 | FALSE
692_476_1 | 692 | TAP135799 | Capital | Capital | 115 | 476 | UNKNOWN127737 | 115 | 1 | Closed | 0.0001 | 0.00043 | 7e-05 | 1 | 0 | 167 | 556 | 210 | 0 | 0.1 | 1741 | Old | Closed | 0 | 0 | 0 | 0 | 0 | FALSE
696_1507_1 | 696 | TAP135822 | Capital | Capital | 115 | 1507 | ROTTERDAM | 115 | 1 | Closed | 0.0035 | 0.01446 | 0.00239 | 1 | 0 | 167 | 556 | 210 | 2.6 | 2.9 | 1742 | Old | Closed | 0 | 0 | 0 | 0 | 0 | FALSE
696_702_1 | 696 | TAP135822 | Capital | Capital | 115 | 702 | BURDECK STREET | 115 | 1 | Closed | 0.00014 | 0.0006 | 0.0001 | 1 | 0 | 167 | 556 | 210 | 0.1 | 0.1 | 1743 | Old | Closed | 0 | 0 | 0 | 0 | 0 | FALSE
697_483_1 | 697 | TAP135823 | Capital | Capital | 115 | 483 | UNKNOWN127908 | 115 | 1 | Closed | 0.01752 | 0.07243 | 0.01199 | 1 | 0 | 167 | 556 | 210 | 11.2 | 14.6 | 1744 | Old | Closed | 0 | 0 | 0 | 0 | 0 | FALSE
697_702_1 | 697 | TAP135823 | Capital | Capital | 115 | 702 | BURDECK STREET | 115 | 1 | Closed | 8e-05 | 0.00033 | 5e-05 | 1 | 0 | 167 | 556 | 210 | 0 | 0.1 | 1745 | Old | Closed | 0 | 0 | 0 | 0 | 0 | FALSE
698_7_1 | 698 | TAP135824 | Capital | Capital | 115 | 7 | UNKNOWN124125 | 115 | 1 | Closed | 0.00203 | 0.00841 | 0.00139 | 1 | 0 | 167 | 556 | 210 | 1.2 | 1.7 | 1746 | Old | Closed | 0 | 0 | 0 | 0 | 0 | FALSE
698_700_1 | 698 | TAP135824 | Capital | Capital | 115 | 700 | TAP135826 | 115 | 1 | Closed | 0.00449 | 0.01857 | 0.00307 | 1 | 0 | 167 | 556 | 210 | 3.6 | 3.7 | 1747 | Old | Closed | 0 | 0 | 0 | 0 | 0 | FALSE
698_707_1 | 698 | TAP135824 | Capital | Capital | 115 | 707 | TAP135859 | 115 | 1 | Closed | 0.00433 | 0.01789 | 0.00296 | 1 | 0 | 167 | 556 | 210 | 3.3 | 3.6 | 1748 | Old | Closed | 0 | 0 | 0 | 0 | 0 | FALSE
699_1513_1 | 699 | TAP135825 | Capital | Capital | 115 | 1513 | REYNOLDS | 115 | 1 | Closed | 0.00928 | 0.03836 | 0.00635 | 1 | 0 | 167 | 556 | 210 | 5.3 | 7.7 | 1749 | Old | Closed | 0 | 0 | 0 | 0 | 0 | FALSE
699_7_1 | 699 | TAP135825 | Capital | Capital | 115 | 7 | UNKNOWN124125 | 115 | 1 | Closed | 0.00203 | 0.00839 | 0.00139 | 1 | 0 | 167 | 556 | 210 | 1.2 | 1.7 | 1750 | Old | Closed | 0 | 0 | 0 | 0 | 0 | FALSE
699_704_1 | 699 | TAP135825 | Capital | Capital | 115 | 704 | NORTH TROY | 115 | 1 | Closed | 0.00451 | 0.01864 | 0.00309 | 1 | 0 | 167 | 556 | 210 | 3.6 | 3.8 | 1751 | Old | Closed | 0 | 0 | 0 | 0 | 0 | FALSE
700_1508_1 | 700 | TAP135826 | Capital | Capital | 115 | 1508 | EASTOVER | 115 | 1 | Closed | 0.00179 | 0.00741 | 0.00123 | 1 | 0 | 167 | 556 | 210 | 0.9 | 1.5 | 1752 | Old | Closed | 0 | 0 | 0 | 0 | 0 | FALSE
700_704_1 | 700 | TAP135826 | Capital | Capital | 115 | 704 | NORTH TROY | 115 | 1 | Closed | 9e-05 | 0.00038 | 6e-05 | 1 | 0 | 167 | 556 | 210 | 0.1 | 0.1 | 1753 | Old | Closed | 0 | 0 | 0 | 0 | 0 | FALSE
701_502_1 | 701 | TAP135828 | Capital | Capital | 115 | 502 | UNKNOWN128261 | 115 | 1 | Closed | 0.00044 | 0.00183 | 0.0003 | 1 | 0 | 167 | 556 | 210 | 0.3 | 0.4 | 1754 | Old | Closed | 0 | 0 | 0 | 0 | 0 | FALSE
701_703_1 | 701 | TAP135828 | Capital | Capital | 115 | 703 | CURRY ROAD | 115 | 1 | Closed | 0.00478 | 0.01977 | 0.00327 | 1 | 0 | 167 | 556 | 210 | 3.1 | 4 | 1755 | Old | Closed | 0 | 0 | 0 | 0 | 0 | FALSE
701_714_1 | 701 | TAP135828 | Capital | Capital | 115 | 714 | TAP135867 | 115 | 1 | Closed | 0.00449 | 0.01857 | 0.00308 | 1 | 0 | 167 | 556 | 210 | 2.9 | 3.7 | 1756 | Old | Closed | 0 | 0 | 0 | 0 | 0 | FALSE
705_706_1 | 705 | JOHNSON ROAD | Capital | Capital | 115 | 706 | MAPLEWOOD | 115 | 1 | Closed | 0.00374 | 0.01546 | 0.00256 | 1 | 0 | 167 | 556 | 210 | 2.2 | 3.1 | 1757 | Old | Closed | 0 | 0 | 0 | 0 | 0 | FALSE
705_706_2 | 705 | JOHNSON ROAD | Capital | Capital | 115 | 706 | MAPLEWOOD | 115 | 2 | Closed | 0.00389 | 0.01611 | 0.00267 | 1 | 0 | 167 | 556 | 210 | 2.2 | 3.2 | 1758 | Old | Closed | 0 | 0 | 0 | 0 | 0 | FALSE
707_1513_1 | 707 | TAP135859 | Capital | Capital | 115 | 1513 | REYNOLDS | 115 | 1 | Closed | 0.00505 | 0.02087 | 0.00346 | 1 | 0 | 167 | 556 | 210 | 3.1 | 4.2 | 1759 | Old | Closed | 0 | 0 | 0 | 0 | 0 | FALSE
707_723_1 | 707 | TAP135859 | Capital | Capital | 115 | 723 | WYNANTSKILL | 115 | 1 | Closed | 6e-05 | 0.00026 | 4e-05 | 1 | 0 | 167 | 556 | 210 | 0 | 0.1 | 1760 | Old | Closed | 0 | 0 | 0 | 0 | 0 | FALSE
708_1393_1 | 708 | TAP135860 | Capital | Capital | 115 | 1393 | TAP161120 | 115 | 1 | Closed | 0.00259 | 0.01072 | 0.00177 | 1 | 0 | 167 | 556 | 210 | 1.6 | 2.2 | 1761 | Old | Closed | 0 | 0 | 0 | 0 | 0 | FALSE
708_1513_1 | 708 | TAP135860 | Capital | Capital | 115 | 1513 | REYNOLDS | 115 | 1 | Closed | 0.00094 | 0.0039 | 0.00065 | 1 | 0 | 222 | 556 | 244 | 0.6 | 0.8 | 1762 | Old | Closed | 0 | 0 | 0 | 55 | 34 | TRUE
708_477_1 | 708 | TAP135860 | Capital | Capital | 115 | 477 | UNKNOWN127784 | 115 | 1 | Closed | 5e-05 | 0.0002 | 3e-05 | 1 | 0 | 167 | 556 | 210 | 0 | 0 | 1763 | Old | Closed | 0 | 0 | 0 | 0 | 0 | FALSE
709_477_1 | 709 | TAP135861 | Capital | Capital | 115 | 477 | UNKNOWN127784 | 115 | 1 | Closed | 4e-05 | 0.00018 | 3e-05 | 1 | 0 | 167 | 556 | 210 | 0 | 0 | 1764 | Old | Closed | 0 | 0 | 0 | 0 | 0 | FALSE
709_718_1 | 709 | TAP135861 | Capital | Capital | 115 | 718 | TAP135872 | 115 | 1 | Closed | 0.00094 | 0.0039 | 0.00065 | 1 | 0 | 167 | 556 | 210 | 0.6 | 0.8 | 1765 | Old | Closed | 0 | 0 | 0 | 0 | 0 | FALSE
709_724_1 | 709 | TAP135861 | Capital | Capital | 115 | 724 | MENANDS | 115 | 1 | Closed | 0.00282 | 0.01166 | 0.00193 | 1 | 0 | 167 | 556 | 210 | 1.8 | 2.3 | 1766 | Old | Closed | 0 | 0 | 0 | 0 | 0 | FALSE
71_1572_1 | 71 | WESTFIELD VILLAGE | West | West | 115 | 1572 | S. RIPLEY | 115 | 1 | Closed | 0.01784 | 0.07378 | 0.01222 | 1 | 0 | 167 | 556 | 210 | 13 | 14.8 | 1767 | Old | Closed | 0 | 0 | 0 | 0 | 0 | FALSE
71_78_1 | 71 | WESTFIELD VILLAGE | West | West | 115 | 78 | HARTFIELD | 115 | 1 | Closed | 0.01035 | 0.04279 | 0.00709 | 1 | 0 | 167 | 556 | 210 | 7.5 | 8.6 | 1768 | Old | Closed | 0 | 0 | 0 | 0 | 0 | FALSE
710_503_1 | 710 | TAP135862 | Capital | Capital | 115 | 503 | UNKNOWN128265 | 115 | 1 | Closed | 0.00056 | 0.0023 | 0.00038 | 1 | 0 | 167 | 556 | 210 | 0.3 | 0.5 | 1769 | Old | Closed | 0 | 0 | 0 | 0 | 0 | FALSE
710_721_1 | 710 | TAP135862 | Capital | Capital | 115 | 721 | PATROON | 115 | 1 | Closed | 6e-05 | 0.00026 | 4e-05 | 1 | 0 | 167 | 556 | 210 | 0 | 0.1 | 1770 | Old | Closed | 0 | 0 | 0 | 0 | 0 | FALSE
710_728_1 | 710 | TAP135862 | Capital | Capital | 115 | 728 | STATE CAMPUS | 115 | 1 | Closed | 0.00021 | 0.00085 | 0.00014 | 1 | 0 | 167 | 556 | 210 | 0.2 | 0.2 | 1771 | Old | Closed | 0 | 0 | 0 | 0 | 0 | FALSE
711_511_1 | 711 | TAP135864 | Capital | Capital | 115 | 511 | UNKNOWN128279 | 115 | 1 | Closed | 0.00311 | 0.01285 | 0.00213 | 1 | 0 | 167 | 556 | 210 | 1.6 | 2.6 | 1772 | Old | Closed | 0 | 0 | 0 | 0 | 0 | FALSE
711_719_1 | 711 | TAP135864 | Capital | Capital | 115 | 719 | EVERETT | 115 | 1 | Closed | 0.0001 | 0.00042 | 7e-05 | 1 | 0 | 167 | 556 | 210 | 0 | 0.1 | 1773 | Old | Closed | 0 | 0 | 0 | 0 | 0 | FALSE
711_724_1 | 711 | TAP135864 | Capital | Capital | 115 | 724 | MENANDS | 115 | 1 | Closed | 0.00326 | 0.01349 | 0.00223 | 1 | 0 | 167 | 556 | 210 | 2 | 2.7 | 1774 | Old | Closed | 0 | 0 | 0 | 0 | 0 | FALSE
712_719_1 | 712 | TAP135865 | Capital | Capital | 115 | 719 | EVERETT | 115 | 1 | Closed | 5e-05 | 0.0002 | 3e-05 | 1 | 0 | 167 | 556 | 210 | 0 | 0 | 1775 | Old | Closed | 0 | 0 | 0 | 0 | 0 | FALSE
712_720_1 | 712 | TAP135865 | Capital | Capital | 115 | 720 | WOLF ROAD | 115 | 1 | Closed | 0.00348 | 0.01438 | 0.00238 | 1 | 0 | 167 | 556 | 210 | 2.4 | 2.9 | 1776 | Old | Closed | 0 | 0 | 0 | 0 | 0 | FALSE
712_724_1 | 712 | TAP135865 | Capital | Capital | 115 | 724 | MENANDS | 115 | 1 | Closed | 0.00325 | 0.01346 | 0.00223 | 1 | 0 | 167 | 556 | 210 | 2 | 2.7 | 1777 | Old | Closed | 0 | 0 | 0 | 0 | 0 | FALSE
713_1507_1 | 713 | TAP135866 | Capital | Capital | 115 | 1507 | ROTTERDAM | 115 | 1 | Closed | 0.01933 | 0.07991 | 0.01323 | 1 | 0 | 167 | 556 | 210 | 11.1 | 16.1 | 1778 | Old | Closed | 0 | 0 | 0 | 0 | 0 | FALSE
713_720_1 | 713 | TAP135866 | Capital | Capital | 115 | 720 | WOLF ROAD | 115 | 1 | Closed | 0.00199 | 0.00823 | 0.00136 | 1 | 0 | 167 | 556 | 210 | 1.4 | 1.7 | 1779 | Old | Closed | 0 | 0 | 0 | 0 | 0 | FALSE
713_725_1 | 713 | TAP135866 | Capital | Capital | 115 | 725 | SAND CREEK | 115 | 1 | Closed | 7e-05 | 0.0003 | 5e-05 | 1 | 0 | 167 | 556 | 210 | 0 | 0.1 | 1780 | Old | Closed | 0 | 0 | 0 | 0 | 0 | FALSE
714_720_1 | 714 | TAP135867 | Capital | Capital | 115 | 720 | WOLF ROAD | 115 | 1 | Closed | 0.00199 | 0.00823 | 0.00136 | 1 | 0 | 167 | 556 | 210 | 1.4 | 1.7 | 1781 | Old | Closed | 0 | 0 | 0 | 0 | 0 | FALSE
714_725_1 | 714 | TAP135867 | Capital | Capital | 115 | 725 | SAND CREEK | 115 | 1 | Closed | 0.00012 | 0.0005 | 8e-05 | 1 | 0 | 167 | 556 | 210 | 0 | 0.1 | 1782 | Old | Closed | 0 | 0 | 0 | 0 | 0 | FALSE
715_697_1 | 715 | TAP135868 | Capital | Capital | 115 | 697 | TAP135823 | 115 | 1 | Closed | 0.0068 | 0.02813 | 0.00466 | 1 | 0 | 167 | 556 | 210 | 5.7 | 5.7 | 1783 | Old | Closed | 0 | 0 | 0 | 0 | 0 | FALSE
715_726_1 | 715 | TAP135868 | Capital | Capital | 115 | 726 | ALTAMONT | 115 | 1 | Closed | 5e-05 | 0.0002 | 3e-05 | 1 | 0 | 167 | 556 | 210 | 0 | 0 | 1784 | Old | Closed | 0 | 0 | 0 | 0 | 0 | FALSE
715_806_1 | 715 | TAP135868 | Capital | Capital | 115 | 806 | TAP136081 | 115 | 1 | Closed | 0.00709 | 0.02932 | 0.00486 | 1 | 0 | 167 | 556 | 210 | 5.3 | 5.9 | 1785 | Old | Closed | 0 | 0 | 0 | 0 | 0 | FALSE
716_696_1 | 716 | TAP135869 | Capital | Capital | 115 | 696 | TAP135822 | 115 | 1 | Closed | 0.00676 | 0.02795 | 0.00463 | 1 | 0 | 167 | 556 | 210 | 5.6 | 5.6 | 1786 | Old | Closed | 0 | 0 | 0 | 0 | 0 | FALSE
716_726_1 | 716 | TAP135869 | Capital | Capital | 115 | 726 | ALTAMONT | 115 | 1 | Closed | 4e-05 | 0.00015 | 2e-05 | 1 | 0 | 167 | 556 | 210 | 0 | 0 | 1787 | Old | Closed | 0 | 0 | 0 | 0 | 0 | FALSE
716_807_1 | 716 | TAP135869 | Capital | Capital | 115 | 807 | TAP136082 | 115 | 1 | Closed | 0.00709 | 0.02931 | 0.00485 | 1 | 0 | 167 | 556 | 210 | 5.3 | 5.9 | 1788 | Old | Closed | 0 | 0 | 0 | 0 | 0 | FALSE
717_504_1 | 717 | TAP135870 | Capital | Capital | 115 | 504 | UNKNOWN128267 | 115 | 1 | Closed | 0.00012 | 0.00051 | 9e-05 | 1 | 0 | 167 | 556 | 210 | 0.1 | 0.1 | 1789 | Old | Closed | 0 | 0 | 0 | 0 | 0 | FALSE
717_721_1 | 717 | TAP135870 | Capital | Capital | 115 | 721 | PATROON | 115 | 1 | Closed | 0.00242 | 0.01001 | 0.00166 | 1 | 0 | 167 | 556 | 210 | 1.4 | 2 | 1790 | Old | Closed | 0 | 0 | 0 | 0 | 0 | FALSE
717_727_1 | 717 | TAP135870 | Capital | Capital | 115 | 727 | MCKOWNVILLE | 115 | 1 | Closed | 0.00132 | 0.00544 | 0.0009 | 1 | 0 | 167 | 556 | 210 | 0.7 | 1.1 | 1791 | Old | Closed | 0 | 0 | 0 | 0 | 0 | FALSE
718_1513_1 | 718 | TAP135872 | Capital | Capital | 115 | 1513 | REYNOLDS | 115 | 1 | Closed | 9e-05 | 0.00038 | 6e-05 | 1 | 0 | 221 | 556 | 265 | 0.1 | 0.1 | 1792 | Old | Closed | 0 | 0 | 0 | 54 | 55 | TRUE
718_813_1 | 718 | TAP135872 | Capital | Capital | 115 | 813 | GREENBUSH | 115 | 1 | Closed | 0.00595 | 0.0246 | 0.00407 | 1 | 0 | 211 | 211 | 211 | 4.8 | 4.9 | 1793 | Old | Closed | 0 | 0 | 0 | 0 | 0 | FALSE
722_1513_1 | 722 | REYNOLDS | Capital | Capital | 345 | 1513 | REYNOLDS | 115 | 1 | Closed | 0.0006 | 0.0524 | 0 | 1 | 0 | 417 | 518 | 599 | 0 | 0 | 1794 | Old | Closed | 0 | 0 | 0 | 0 | 0 | FALSE
722_1513_2 | 722 | REYNOLDS | Capital | Capital | 345 | 1513 | REYNOLDS | 115 | 2 | Closed | 0.0006 | 0.0524 | 0 | 1 | 0 | 417 | 518 | 599 | 0 | 0 | 1795 | Old | Closed | 0 | 0 | 0 | 0 | 0 | FALSE
722_799_1 | 722 | REYNOLDS | Capital | Capital | 345 | 799 | ALPS | 345 | 1 | Closed | 0.0004 | 0.00609 | 0.1574 | 1 | 0 | 1216 | 2454 | 1804 | 11.1 | 15.3 | 1796 | Old | Closed | 0 | 0 | 0 | 0 | 0 | FALSE
724_1392_1 | 724 | MENANDS | Capital | Capital | 115 | 1392 | TAP161119 | 115 | 1 | Closed | 0.00084 | 0.00347 | 0.00057 | 1 | 0 | 211 | 211 | 211 | 0.5 | 0.7 | 1797 | Old | Closed | 0 | 0 | 0 | 0 | 0 | FALSE
724_1392_2 | 724 | MENANDS | Capital | Capital | 115 | 1392 | TAP161119 | 115 | 2 | Closed | 0.00084 | 0.00347 | 0.00057 | 1 | 0 | 211 | 211 | 211 | 0.5 | 0.7 | 1798 | Old | Closed | 0 | 0 | 0 | 0 | 0 | FALSE
724_1443_1 | 724 | MENANDS | Capital | Capital | 115 | 1443 | TAP167232 | 115 | 1 | Closed | 6e-05 | 0.00023 | 4e-05 | 1 | 0 | 167 | 556 | 210 | 0 | 0 | 1799 | Old | Closed | 0 | 0 | 0 | 0 | 0 | FALSE
727_814_1 | 727 | MCKOWNVILLE | Capital | Capital | 115 | 814 | KRUMKILL | 115 | 1 | Closed | 0.00313 | 0.01292 | 0.00214 | 1 | 0 | 167 | 556 | 210 | 1.8 | 2.6 | 1800 | Old | Closed | 0 | 0 | 0 | 0 | 0 | FALSE
729_1392_1 | 729 | UNKNOWN135885 | Capital | Capital | 115 | 1392 | TAP161119 | 115 | 1 | Closed | 0.00013 | 0.00055 | 9e-05 | 1 | 0 | 167 | 556 | 210 | 0.1 | 0.1 | 1801 | Old | Closed | 0 | 0 | 0 | 0 | 0 | FALSE
73_74_1 | 73 | LUDIUM | West | West | 115 | 74 | BENNETT RD | 115 | 1 | Closed | 0.00162 | 0.00669 | 0.00111 | 1 | 0 | 167 | 556 | 210 | 0.9 | 1.3 | 1802 | Old | Closed | 0 | 0 | 0 | 0 | 0 | FALSE
731_734_1 | 731 | TAP135907 | Long Island | Long Island | 69 | 734 | TAP135910 | 69 | 1 | Closed | 0.0003 | 0.00068 | 1e-05 | 1 | 0 | 96 | 250 | 123 | 0 | 0 | 1803 | Old | Closed | 0 | 0 | 0 | 0 | 0 | FALSE
731_736_1 | 731 | TAP135907 | Long Island | Long Island | 69 | 736 | EAST HAMPTON | 69 | 1 | Closed | 0.00019 | 0.00043 | 1e-05 | 1 | 0 | 96 | 250 | 123 | 0 | 0 | 1804 | Old | Closed | 0 | 0 | 0 | 0 | 0 | FALSE
731_736_2 | 731 | TAP135907 | Long Island | Long Island | 69 | 736 | EAST HAMPTON | 69 | 2 | Closed | 0.00127 | 0.00289 | 6e-05 | 1 | 0 | 96 | 250 | 123 | 0 | 0.2 | 1805 | Old | Closed | 0 | 0 | 0 | 0 | 0 | FALSE
732_733_1 | 732 | TAP135908 | Long Island | Long Island | 69 | 733 | TAP135909 | 69 | 1 | Closed | 0.00022 | 0.00051 | 1e-05 | 1 | 0 | 300 | 300 | 300 | 0 | 0 | 1806 | Old | Closed | 0 | 0 | 0 | 0 | 0 | FALSE
732_736_1 | 732 | TAP135908 | Long Island | Long Island | 69 | 736 | EAST HAMPTON | 69 | 1 | Closed | 0.00022 | 0.0005 | 1e-05 | 1 | 0 | 96 | 250 | 123 | 0 | 0 | 1807 | Old | Closed | 0 | 0 | 0 | 0 | 0 | FALSE
732_737_1 | 732 | TAP135908 | Long Island | Long Island | 69 | 737 | BRIDGEHAMPTON | 69 | 1 | Closed | 0.041 | 0.0932 | 0.00182 | 1 | 0 | 250 | 250 | 250 | 5 | 6.4 | 1808 | Old | Closed | 0 | 0 | 0 | 0 | 0 | FALSE
733_548_1 | 733 | TAP135909 | Long Island | Long Island | 69 | 548 | UNKNOWN129191 | 69 | 1 | Closed | 0.03211 | 0.07301 | 0.00143 | 1 | 0 | 96 | 250 | 123 | 4 | 5 | 1809 | Old | Closed | 0 | 0 | 0 | 0 | 0 | FALSE
733_736_1 | 733 | TAP135909 | Long Island | Long Island | 69 | 736 | EAST HAMPTON | 69 | 1 | Closed | 0.00045 | 0.00102 | 2e-05 | 1 | 0 | 96 | 250 | 123 | 0 | 0.1 | 1810 | Old | Closed | 0 | 0 | 0 | 0 | 0 | FALSE
734_548_1 | 734 | TAP135910 | Long Island | Long Island | 69 | 548 | UNKNOWN129191 | 69 | 1 | Closed | 0.03194 | 0.07262 | 0.00142 | 1 | 0 | 96 | 250 | 123 | 4 | 5 | 1811 | Old | Closed | 0 | 0 | 0 | 0 | 0 | FALSE
734_736_1 | 734 | TAP135910 | Long Island | Long Island | 69 | 736 | EAST HAMPTON | 69 | 1 | Closed | 0.00049 | 0.00111 | 2e-05 | 1 | 0 | 96 | 250 | 123 | 0 | 0.1 | 1812 | Old | Closed | 0 | 0 | 0 | 0 | 0 | FALSE
735_736_1 | 735 | EAST HAMPTON | Long Island | Long Island | 69 | 736 | EAST HAMPTON | 69 | 1 | Closed | 0.00101 | 0.00229 | 4e-05 | 1 | 0 | 96 | 250 | 123 | 0.1 | 0.1 | 1813 | Old | Closed | 0 | 0 | 0 | 0 | 0 | FALSE
736_737_1 | 736 | EAST HAMPTON | Long Island | Long Island | 69 | 737 | BRIDGEHAMPTON | 69 | 1 | Closed | 0.03985 | 0.09058 | 0.00177 | 1 | 0 | 250 | 250 | 250 | 5.1 | 6.3 | 1814 | Old | Closed | 0 | 0 | 0 | 0 | 0 | FALSE
737_738_1 | 737 | BRIDGEHAMPTON | Long Island | Long Island | 69 | 738 | SOUTHAMPTON | 69 | 1 | Closed | 0.05823 | 0.13237 | 0.00259 | 1 | 0 | 250 | 250 | 250 | 7.4 | 9.1 | 1815 | Old | Closed | 0 | 0 | 0 | 0 | 0 | FALSE
738_740_1 | 738 | SOUTHAMPTON | Long Island | Long Island | 69 | 740 | TIANA | 69 | 1 | Closed | 0.05796 | 0.13176 | 0.00258 | 1 | 0 | 300 | 300 | 300 | 7.1 | 9.1 | 1816 | Old | Closed | 0 | 0 | 0 | 0 | 0 | FALSE
74_1363_1 | 74 | BENNETT RD | West | West | 115 | 1363 | TAP160977 | 115 | 1 | Closed | 0.00254 | 0.01052 | 0.00174 | 1 | 0 | 167 | 556 | 210 | 1.3 | 2.1 | 1817 | Old | Closed | 0 | 0 | 0 | 0 | 0 | FALSE
74_1416_1 | 74 | BENNETT RD | West | West | 115 | 1416 | TAP161767 | 115 | 1 | Closed | 0.00146 | 0.00605 | 0.001 | 1 | 0 | 167 | 556 | 210 | 0.8 | 1.2 | 1818 | Old | Closed | 0 | 0 | 0 | 0 | 0 | FALSE
740_1163_1 | 740 | TIANA | Long Island | Long Island | 69 | 1163 | SUFFOLKAIRE | 69 | 1 | Closed | 0.05062 | 0.11508 | 0.00225 | 1 | 0 | 300 | 300 | 300 | 7.2 | 8 | 1819 | Old | Closed | 0 | 0 | 0 | 0 | 0 | FALSE
741_1226_1 | 741 | KERHONKSON | Hudson Valley | Hudson Valley | 69 | 1226 | HONK FALLS | 69 | 1 | Closed | 0.03834 | 0.08716 | 0.0017 | 1 | 0 | 96 | 250 | 123 | 4.6 | 6 | 1820 | Old | Closed | 0 | 0 | 0 | 0 | 0 | FALSE
741_767_1 | 741 | KERHONKSON | Hudson Valley | Hudson Valley | 69 | 767 | HIGH FALLS | 69 | 1 | Closed | 0.07672 | 0.17442 | 0.00341 | 1 | 0 | 96 | 250 | 123 | 9.6 | 12.1 | 1821 | Old | Closed | 0 | 0 | 0 | 0 | 0 | FALSE
741_770_1 | 741 | KERHONKSON | Hudson Valley | Hudson Valley | 69 | 770 | GALEVILLE | 69 | 1 | Closed | 0.06466 | 0.14698 | 0.00287 | 1 | 0 | 96 | 250 | 123 | 8.1 | 10.1 | 1822 | Old | Closed | 0 | 0 | 0 | 0 | 0 | FALSE
742_1204_EQ | 742 | TAP135936 | Capital | Capital | 115 | 1204 | TAP141244 | 69 | EQ | Closed | 0.005 | 0.0335 | 0 | 1 | 0 | 100 | 100 | 100 | 3.6 | 0 | 1823 | Old | Closed | 0 | 0 | 0 | 0 | 0 | FALSE
742_1208_1 | 742 | TAP135936 | Capital | Capital | 115 | 1208 | TAP141250 | 115 | 1 | Closed | 0.01303 | 0.05389 | 0.00892 | 1 | 0 | 167 | 556 | 210 | 8.1 | 10.8 | 1824 | Old | Closed | 0 | 0 | 0 | 0 | 0 | FALSE
742_478_1 | 742 | TAP135936 | Capital | Capital | 115 | 478 | UNKNOWN127901 | 115 | 1 | Closed | 0.00465 | 0.01924 | 0.00319 | 1 | 0 | 167 | 556 | 210 | 3.7 | 3.9 | 1825 | Old | Closed | 0 | 0 | 0 | 0 | 0 | FALSE
742_743_1 | 742 | TAP135936 | Capital | Capital | 115 | 743 | TAP135937 | 115 | 1 | Closed | 3e-05 | 0.00013 | 2e-05 | 1 | 0 | 167 | 556 | 210 | 0 | 0 | 1826 | Old | Closed | 0 | 0 | 0 | 0 | 0 | FALSE
743_478_1 | 743 | TAP135937 | Capital | Capital | 115 | 478 | UNKNOWN127901 | 115 | 1 | Closed | 0.00464 | 0.01917 | 0.00317 | 1 | 0 | 167 | 556 | 210 | 3.7 | 3.9 | 1827 | Old | Closed | 0 | 0 | 0 | 0 | 0 | FALSE
743_749_1 | 743 | TAP135937 | Capital | Capital | 115 | 749 | TAP135944 | 115 | 1 | Closed | 0.00209 | 0.00864 | 0.00143 | 1 | 0 | 167 | 556 | 210 | 1.3 | 1.7 | 1828 | Old | Closed | 0 | 0 | 0 | 0 | 0 | FALSE
744_452_1 | 744 | TAP135939 | Capital | Capital | 115 | 452 | UNKNOWN127616 | 115 | 1 | Closed | 0.00673 | 0.02782 | 0.00461 | 1 | 0 | 167 | 556 | 210 | 4.8 | 5.6 | 1829 | Old | Closed | 0 | 0 | 0 | 0 | 0 | FALSE
744_745_1 | 744 | TAP135939 | Capital | Capital | 115 | 745 | TAP135940 | 115 | 1 | Closed | 0.00013 | 0.00052 | 9e-05 | 1 | 0 | 167 | 556 | 210 | 0.1 | 0.1 | 1830 | Old | Closed | 0 | 0 | 0 | 0 | 0 | FALSE
744_746_1 | 744 | TAP135939 | Capital | Capital | 115 | 746 | TAP135941 | 115 | 1 | Closed | 8e-05 | 0.00034 | 6e-05 | 1 | 0 | 167 | 556 | 210 | 0 | 0.1 | 1831 | Old | Closed | 0 | 0 | 0 | 0 | 0 | FALSE
745_746_1 | 745 | TAP135940 | Capital | Capital | 115 | 746 | TAP135941 | 115 | 1 | Closed | 0.0002 | 0.00081 | 0.00013 | 1 | 0 | 167 | 556 | 210 | 0.1 | 0.2 | 1832 | Old | Closed | 0 | 0 | 0 | 0 | 0 | FALSE
745_748_1 | 745 | TAP135940 | Capital | Capital | 115 | 748 | TAP135943 | 115 | 1 | Closed | 0.00386 | 0.01595 | 0.00264 | 1 | 0 | 167 | 556 | 210 | 2.4 | 3.2 | 1833 | Old | Closed | 0 | 0 | 0 | 0 | 0 | FALSE
746_775_1 | 746 | TAP135941 | Capital | Capital | 115 | 775 | TAP136007 | 115 | 1 | Closed | 0.01248 | 0.05161 | 0.00855 | 1 | 0 | 167 | 556 | 210 | 7 | 10.4 | 1834 | Old | Closed | 0 | 0 | 0 | 0 | 0 | FALSE
747_453_1 | 747 | TAP135942 | Capital | Capital | 115 | 453 | UNKNOWN127617 | 115 | 1 | Closed | 3e-05 | 0.00012 | 2e-05 | 1 | 0 | 167 | 556 | 210 | 0 | 0 | 1835 | Old | Closed | 0 | 0 | 0 | 0 | 0 | FALSE
747_748_1 | 747 | TAP135942 | Capital | Capital | 115 | 748 | TAP135943 | 115 | 1 | Closed | 3e-05 | 0.00012 | 2e-05 | 1 | 0 | 167 | 556 | 210 | 0 | 0 | 1836 | Old | Closed | 0 | 0 | 0 | 0 | 0 | FALSE
747_750_1 | 747 | TAP135942 | Capital | Capital | 115 | 750 | TAP135945 | 115 | 1 | Closed | 0.00464 | 0.01921 | 0.00318 | 1 | 0 | 167 | 556 | 210 | 2.9 | 3.9 | 1837 | Old | Closed | 0 | 0 | 0 | 0 | 0 | FALSE
748_453_1 | 748 | TAP135943 | Capital | Capital | 115 | 453 | UNKNOWN127617 | 115 | 1 | Closed | 3e-05 | 0.00012 | 2e-05 | 1 | 0 | 167 | 556 | 210 | 0 | 0 | 1838 | Old | Closed | 0 | 0 | 0 | 0 | 0 | FALSE
749_484_1 | 749 | TAP135944 | Capital | Capital | 115 | 484 | UNKNOWN127909 | 115 | 1 | Closed | 0.00262 | 0.01085 | 0.0018 | 1 | 0 | 167 | 556 | 210 | 2.2 | 2.2 | 1839 | Old | Closed | 0 | 0 | 0 | 0 | 0 | FALSE
749_776_1 | 749 | TAP135944 | Capital | Capital | 115 | 776 | TAP136008 | 115 | 1 | Closed | 0.02122 | 0.08773 | 0.01453 | 1 | 0 | 167 | 556 | 210 | 12.1 | 17.6 | 1840 | Old | Closed | 0 | 0 | 0 | 0 | 0 | FALSE
750_484_1 | 750 | TAP135945 | Capital | Capital | 115 | 484 | UNKNOWN127909 | 115 | 1 | Closed | 0.00258 | 0.01069 | 0.00177 | 1 | 0 | 167 | 556 | 210 | 2.2 | 2.1 | 1841 | Old | Closed | 0 | 0 | 0 | 0 | 0 | FALSE
750_751_1 | 750 | TAP135945 | Capital | Capital | 115 | 751 | TAP135946 | 115 | 1 | Closed | 0.00148 | 0.00613 | 0.00102 | 1 | 0 | 167 | 556 | 210 | 0.9 | 1.2 | 1842 | Old | Closed | 0 | 0 | 0 | 0 | 0 | FALSE
751_23_1 | 751 | TAP135946 | Capital | Mohawk Valley | 115 | 23 | UNKNOWN124160 | 115 | 1 | Closed | 0.03122 | 0.1291 | 0.02138 | 1 | 0 | 167 | 556 | 210 | 19.2 | 26 | 1843 | Old | Closed | 0 | 0 | 0 | 0 | 0 | FALSE
751_454_1 | 751 | TAP135946 | Capital | Capital | 115 | 454 | UNKNOWN127618 | 115 | 1 | Closed | 5e-05 | 0.0002 | 3e-05 | 1 | 0 | 167 | 556 | 210 | 0 | 0 | 1844 | Old | Closed | 0 | 0 | 0 | 0 | 0 | FALSE
752_461_1 | 752 | TAP135947 | Hudson Valley | Mohawk Valley | 115 | 461 | UNKNOWN127643 | 115 | 1 | Closed | 0.00883 | 0.0365 | 0.00604 | 1 | 0 | 167 | 556 | 210 | 5.2 | 7.3 | 1845 | Old | Closed | 0 | 0 | 0 | 0 | 0 | FALSE
752_515_1 | 752 | TAP135947 | Hudson Valley | Hudson Valley | 115 | 515 | UNKNOWN128942 | 115 | 1 | Closed | 0.0163 | 0.06741 | 0.01116 | 1 | 0 | 167 | 556 | 210 | 9.6 | 13.6 | 1846 | Old | Closed | 0 | 0 | 0 | 0 | 0 | FALSE
752_516_1 | 752 | TAP135947 | Hudson Valley | Hudson Valley | 115 | 516 | UNKNOWN128943 | 115 | 1 | Closed | 0.00826 | 0.03417 | 0.00566 | 1 | 0 | 167 | 556 | 210 | 5.7 | 6.9 | 1847 | Old | Closed | 0 | 0 | 0 | 0 | 0 | FALSE
753_1224_1 | 753 | TAP135948 | Hudson Valley | Hudson Valley | 69 | 1224 | GRIMLEY ROAD | 69 | 1 | Closed | 0.02966 | 0.06743 | 0.00132 | 1 | 0 | 96 | 250 | 123 | 3.4 | 4.7 | 1848 | Old | Closed | 0 | 0 | 0 | 0 | 0 | FALSE
753_1225_1 | 753 | TAP135948 | Hudson Valley | Hudson Valley | 69 | 1225 | GREENFIELD ROAD | 69 | 1 | Closed | 0.00939 | 0.02134 | 0.00042 | 1 | 0 | 96 | 250 | 123 | 1.2 | 1.5 | 1849 | Old | Closed | 0 | 0 | 0 | 0 | 0 | FALSE
753_1226_1 | 753 | TAP135948 | Hudson Valley | Hudson Valley | 69 | 1226 | HONK FALLS | 69 | 1 | Closed | 0.02165 | 0.04922 | 0.00096 | 1 | 0 | 96 | 250 | 123 | 2.5 | 3.4 | 1850 | Old | Closed | 0 | 0 | 0 | 0 | 0 | FALSE
754_1212_1 | 754 | TAP135949 | Hudson Valley | Hudson Valley | 115 | 1212 | TAP141254 | 115 | 1 | Closed | 0.01002 | 0.04143 | 0.00686 | 1 | 0 | 167 | 556 | 210 | 4.9 | 8.3 | 1851 | Old | Closed | 0 | 0 | 0 | 0 | 0 | FALSE
754_516_1 | 754 | TAP135949 | Hudson Valley | Hudson Valley | 115 | 516 | UNKNOWN128943 | 115 | 1 | Closed | 0.01046 | 0.04325 | 0.00716 | 1 | 0 | 167 | 556 | 210 | 7.5 | 8.7 | 1852 | Old | Closed | 0 | 0 | 0 | 0 | 0 | FALSE
754_518_1 | 754 | TAP135949 | Hudson Valley | Hudson Valley | 115 | 518 | UNKNOWN129008 | 115 | 1 | Closed | 0.0003 | 0.00124 | 0.00021 | 1 | 0 | 167 | 556 | 210 | 0.2 | 0.3 | 1853 | Old | Closed | 0 | 0 | 0 | 0 | 0 | FALSE
755_544_1 | 755 | TAP135950 | Hudson Valley | Hudson Valley | 138 | 544 | UNKNOWN129110 | 138 | 1 | Closed | 0.00106 | 0.00529 | 0.04011 | 1 | 0 | 261 | 562 | 432 | 4.6 | 7.2 | 1854 | Old | Closed | 0 | 0 | 0 | 0 | 0 | FALSE
755_544_2 | 755 | TAP135950 | Hudson Valley | Hudson Valley | 138 | 544 | UNKNOWN129110 | 138 | 2 | Closed | 0.00106 | 0.00529 | 0.04011 | 1 | 0 | 261 | 562 | 432 | 4.6 | 7.2 | 1855 | Old | Closed | 0 | 0 | 0 | 0 | 0 | FALSE
755_545_1 | 755 | TAP135950 | Hudson Valley | Hudson Valley | 138 | 545 | UNKNOWN129111 | 138 | 1 | Closed | 1e-05 | 3e-05 | 0.00024 | 1 | 0 | 261 | 562 | 432 | 0 | 0 | 1856 | Old | Closed | 0 | 0 | 0 | 0 | 0 | FALSE
755_757_1 | 755 | TAP135950 | Hudson Valley | Hudson Valley | 138 | 757 | SUGARLOAF | 138 | 1 | Closed | 0.00048 | 0.00239 | 0.01809 | 1 | 0 | 261 | 562 | 432 | 2.3 | 3.2 | 1857 | Old | Closed | 0 | 0 | 0 | 0 | 0 | FALSE
755_757_2 | 755 | TAP135950 | Hudson Valley | Hudson Valley | 138 | 757 | SUGARLOAF | 138 | 2 | Closed | 0.00048 | 0.00239 | 0.01809 | 1 | 0 | 261 | 562 | 432 | 2.3 | 3.2 | 1858 | Old | Closed | 0 | 0 | 0 | 0 | 0 | FALSE
756_1356_1 | 756 | SUGARLOAF | Hudson Valley | Hudson Valley | 115 | 1356 | UNKNOWN158122 | 345 | 1 | Closed | 0.0006 | 0.047 | 0 | 1 | 0 | 400 | 444 | 444 | 0.3 | 0 | 1859 | Old | Closed | 0 | 0 | 0 | 0 | 0 | FALSE
756_1514_1 | 756 | SUGARLOAF | Hudson Valley | Hudson Valley | 115 | 1514 | SUGARLOAF | 115 | 1 | Closed | 8e-05 | 0.00035 | 6e-05 | 1 | 0 | 167 | 556 | 210 | 0.1 | 0.1 | 1860 | Old | Closed | 0 | 0 | 0 | 0 | 0 | FALSE
757_1514_1 | 757 | SUGARLOAF | Hudson Valley | Hudson Valley | 138 | 1514 | SUGARLOAF | 115 | 1 | Closed | 0.0007 | 0.025 | 0 | 1 | 0 | 300 | 375 | 450 | 0 | 0 | 1861 | Old | Closed | 0 | 0 | 0 | 0 | 0 | FALSE
759_760_1 | 759 | TAP135973 | North | North | 230 | 760 | TAP135974 | 230 | 1 | Closed | 0 | 4e-05 | 0.00014 | 1 | 0 | 453 | 936 | 579 | 0 | 0 | 1862 | Old | Closed | 0 | 0 | 0 | 0 | 0 | FALSE
759_765_1 | 759 | TAP135973 | North | North | 230 | 765 | RYAN | 230 | 1 | Closed | 1e-05 | 8e-05 | 0.0003 | 1 | 0 | 453 | 936 | 579 | 0.1 | 0.1 | 1863 | Old | Closed | 0 | 0 | 0 | 0 | 0 | FALSE
759_768_1 | 759 | TAP135973 | North | Mohawk Valley | 230 | 768 | WILLIS | 230 | 1 | Closed | 0.00135 | 0.01083 | 0.04134 | 1 | 0 | 453 | 936 | 579 | 6.5 | 10.5 | 1864 | Old | Closed | 0 | 0 | 0 | 0 | 0 | FALSE
760_765_1 | 760 | TAP135974 | North | North | 230 | 765 | RYAN | 230 | 1 | Closed | 1e-05 | 7e-05 | 0.00025 | 1 | 0 | 453 | 936 | 579 | 0.1 | 0.1 | 1865 | Old | Closed | 0 | 0 | 0 | 0 | 0 | FALSE
760_993_1 | 760 | TAP135974 | North | North | 230 | 993 | PLATTSBURGH | 230 | 1 | Closed | 0.00533 | 0.04283 | 0.16339 | 1 | 0 | 453 | 936 | 579 | 25.9 | 41.3 | 1866 | Old | Closed | 0 | 0 | 0 | 0 | 0 | FALSE
761_762_1 | 761 | TAP135975 | North | North | 230 | 762 | TAP135976 | 230 | 1 | Closed | 0 | 4e-05 | 0.00014 | 1 | 0 | 453 | 936 | 579 | 0 | 0 | 1867 | Old | Closed | 0 | 0 | 0 | 0 | 0 | FALSE
761_764_1 | 761 | TAP135975 | North | North | 230 | 764 | TAP135978 | 230 | 1 | Closed | 0.00323 | 0.02598 | 0.09912 | 1 | 0 | 453 | 936 | 579 | 15.5 | 25.1 | 1868 | Old | Closed | 0 | 0 | 0 | 0 | 0 | FALSE
761_766_1 | 761 | TAP135975 | North | North | 230 | 766 | DULEY | 230 | 1 | Closed | 2e-05 | 0.00013 | 0.00048 | 1 | 0 | 453 | 936 | 579 | 0.1 | 0.1 | 1869 | Old | Closed | 0 | 0 | 0 | 0 | 0 | FALSE
761_993_W | 761 | TAP135975 | North | North | 230 | 993 | PLATTSBURGH | 230 | W | Closed | 0.00123 | 0.0104 | 0.037 | 1 | 0 | 453 | 936 | 579 | 8.7 | 9.7 | #N/A | New | Not 2019 | - | - | - | - | - | #VALUE!
762_766_1 | 762 | TAP135976 | North | North | 230 | 766 | DULEY | 230 | 1 | Closed | 1e-05 | 0.0001 | 0.00038 | 1 | 0 | 453 | 936 | 579 | 0.1 | 0.1 | 1870 | Old | Closed | 0 | 0 | 0 | 0 | 0 | FALSE
762_993_1 | 762 | TAP135976 | North | North | 230 | 993 | PLATTSBURGH | 230 | 1 | Closed | 0.00164 | 0.01322 | 0.05045 | 1 | 0 | 453 | 936 | 579 | 8.7 | 12.8 | 1871 | Old | Closed | 0 | 0 | 0 | 0 | 0 | FALSE
763_562_1 | 763 | TAP135977 | North | North | 230 | 562 | UNKNOWN129567 | 230 | 1 | Closed | 2e-05 | 0.00016 | 0.0006 | 1 | 0 | 453 | 936 | 579 | 0.1 | 0.2 | 1872 | Old | Closed | 0 | 0 | 0 | 0 | 0 | FALSE
763_764_1 | 763 | TAP135977 | North | North | 230 | 764 | TAP135978 | 230 | 1 | Closed | 3e-05 | 0.0002 | 0.00078 | 1 | 0 | 453 | 936 | 579 | 0.1 | 0.2 | 1873 | Old | Closed | 0 | 0 | 0 | 0 | 0 | FALSE
763_768_1 | 763 | TAP135977 | North | Mohawk Valley | 230 | 768 | WILLIS | 230 | 1 | Closed | 0.00178 | 0.01427 | 0.05446 | 1 | 0 | 453 | 936 | 579 | 8.6 | 13.8 | 1874 | Old | Closed | 0 | 0 | 0 | 0 | 0 | FALSE
764_562_1 | 764 | TAP135978 | North | North | 230 | 562 | UNKNOWN129567 | 230 | 1 | Closed | 1e-05 | 0.00011 | 0.00044 | 1 | 0 | 453 | 936 | 579 | 0.1 | 0.1 | 1875 | Old | Closed | 0 | 0 | 0 | 0 | 0 | FALSE
768_1230_1 | 768 | WILLIS | Mohawk Valley | Mohawk Valley | 230 | 1230 | MOSES | 230 | 1 | Closed | 0.00736 | 0.05919 | 0.22583 | 1 | 0 | 453 | 936 | 579 | 34.6 | 57.1 | 1876 | Old | Closed | 0 | 0 | 0 | 0 | 0 | FALSE
768_1230_2 | 768 | WILLIS | Mohawk Valley | Mohawk Valley | 230 | 1230 | MOSES | 230 | 2 | Closed | 0.00736 | 0.05918 | 0.2258 | 1 | 0 | 453 | 936 | 579 | 34.6 | 57.1 | 1877 | Old | Closed | 0 | 0 | 0 | 0 | 0 | FALSE
768_1230_W | 768 | WILLIS | Mohawk Valley | Mohawk Valley | 230 | 1230 | MOSES | 230 | W | Closed | 0.00736 | 0.05918 | 0.2258 | 1 | 0 | 453 | 936 | 579 | 34.6 | 57.1 | #N/A | New | Not 2019 | - | - | - | - | - | #VALUE!
768_1515_1 | 768 | WILLIS | Mohawk Valley | Mohawk Valley | 230 | 1515 | WILLIS | 115 | 1 | Closed | 0.00149 | 0.0623 | 0 | 1 | 0 | 326 | 369 | 423 | 0 | 0 | 1878 | Old | Closed | 0 | 0 | 0 | 0 | 0 | FALSE
769_820_1 | 769 | WESTERLO | Capital | Hudson Valley | 69 | 820 | NEW BALTIMORE | 69 | 1 | Closed | 0.11512 | 0.2617 | 0.00512 | 1 | 0 | 96 | 250 | 123 | 12.8 | 18.1 | 1879 | Old | Closed | 0 | 0 | 0 | 0 | 0 | FALSE
77_1324_1 | 77 | MOON SWITCHES | West | West | 115 | 1324 | UNKNOWN146130 | 115 | 1 | Closed | 0.01823 | 0.07539 | 0.01248 | 1 | 0 | 167 | 556 | 210 | 13.1 | 15.2 | 1880 | Old | Closed | 0 | 0 | 0 | 0 | 0 | FALSE
77_1324_2 | 77 | MOON SWITCHES | West | West | 115 | 1324 | UNKNOWN146130 | 115 | 2 | Closed | 0.01823 | 0.07537 | 0.01248 | 1 | 0 | 167 | 556 | 210 | 13.1 | 15.2 | 1881 | Old | Closed | 0 | 0 | 0 | 0 | 0 | FALSE
77_78_1 | 77 | MOON SWITCHES | West | West | 115 | 78 | HARTFIELD | 115 | 1 | Closed | 0.01449 | 0.0599 | 0.00992 | 1 | 0 | 167 | 556 | 210 | 8.8 | 12 | 1882 | Old | Closed | 0 | 0 | 0 | 0 | 0 | FALSE
771_1516_1 | 771 | MODENA | Hudson Valley | Hudson Valley | 115 | 1516 | MODENA | 69 | 1 | Closed | 0.0032 | 0.1644 | 0 | 1 | 0 | 125 | 145 | 170 | 0 | 0 | 1883 | Old | Closed | 0 | 0 | 0 | 0 | 0 | FALSE
771_1516_2 | 771 | MODENA | Hudson Valley | Hudson Valley | 115 | 1516 | MODENA | 69 | 2 | Closed | 0.0032 | 0.1644 | 0 | 1 | 0 | 125 | 145 | 170 | 0 | 0 | 1884 | Old | Closed | 0 | 0 | 0 | 0 | 0 | FALSE
772_1222_1 | 772 | ROCK TAVERN | Hudson Valley | Mohawk Valley | 345 | 1222 | COOPERS CORNER | 345 | 1 | Closed | 0.00155 | 0.0236 | 0.61003 | 1 | 0 | 1216 | 2454 | 1804 | 32.4 | 59.3 | 1885 | Old | Closed | 0 | 0 | 0 | 0 | 0 | FALSE
772_1222_2 | 772 | ROCK TAVERN | Hudson Valley | Mohawk Valley | 345 | 1222 | COOPERS CORNER | 345 | 2 | Closed | 0.00155 | 0.02362 | 0.61058 | 1 | 0 | 1216 | 2454 | 1804 | 32.4 | 59.3 | 1886 | Old | Closed | 0 | 0 | 0 | 0 | 0 | FALSE
772_1356_1 | 772 | ROCK TAVERN | Hudson Valley | Hudson Valley | 345 | 1356 | UNKNOWN158122 | 345 | 1 | Closed | 0.00037 | 0.00558 | 0.14421 | 1 | 0 | 1216 | 2454 | 1804 | 11.5 | 14 | 1887 | Old | Closed | 0 | 0 | 0 | 0 | 0 | FALSE
772_1517_1 | 772 | ROCK TAVERN | Hudson Valley | Hudson Valley | 345 | 1517 | ROCK TAVERN | 115 | 1 | Closed | 0.0006 | 0.0524 | 0 | 1 | 0 | 417 | 518 | 599 | 0 | 0 | 1888 | Old | Closed | 0 | 0 | 0 | 0 | 0 | FALSE
772_1519_1 | 772 | ROCK TAVERN | Hudson Valley | Hudson Valley | 345 | 1519 | RAMAPO | 345 | 1 | Closed | 0.00083 | 0.01265 | 0.32696 | 1 | 0 | 1216 | 2454 | 1804 | 22 | 31.8 | 1889 | Old | Closed | 0 | 0 | 0 | 0 | 0 | FALSE
772_847_1 | 772 | ROCK TAVERN | Hudson Valley | Hudson Valley | 345 | 847 | ROSETON | 345 | 1 | Closed | 0.00057 | 0.00873 | 0.22577 | 1 | 0 | 1216 | 2454 | 1804 | 13.5 | 21.9 | 1890 | Old | Closed | 0 | 0 | 0 | 0 | 0 | FALSE
773_1518_1 | 773 | RAMAPO | Hudson Valley | Hudson Valley | 500 | 1518 | RAMAPO | 138 | 1 | Closed | 0.002 | 0.05 | 0 | 1 | 0 | 500 | 500 | 500 | 0 | 0 | 1891 | Old | Closed | 0 | 0 | 0 | 0 | 0 | FALSE
773_1519_1 | 773 | RAMAPO | Hudson Valley | Hudson Valley | 500 | 1519 | RAMAPO | 345 | 1 | Closed | 9e-05 | 0.00781 | 0 | 1 | 0 | 1052 | 1370 | 1803 | 0 | 0 | 1892 | Old | Closed | 0 | 0 | 0 | 0 | 0 | FALSE
774_899_1 | 774 | LADENTOWN | Hudson Valley | Hudson Valley | 345 | 899 | W. HAVERSTRAW | 345 | 1 | Closed | 0.00018 | 0.0027 | 0.06987 | 1 | 0 | 1216 | 2454 | 1804 | 4.4 | 6.8 | 1893 | Old | Closed | 0 | 0 | 0 | 0 | 0 | FALSE
774_899_2 | 774 | LADENTOWN | Hudson Valley | Hudson Valley | 345 | 899 | W. HAVERSTRAW | 345 | 2 | Closed | 0.00018 | 0.0027 | 0.06969 | 1 | 0 | 1216 | 2454 | 1804 | 4.4 | 6.8 | 1894 | Old | Closed | 0 | 0 | 0 | 0 | 0 | FALSE
774_900_1 | 774 | LADENTOWN | Hudson Valley | Millwood | 345 | 900 | BUCHANAN | 345 | 1 | Closed | 0.00035 | 0.00541 | 0.13993 | 1 | 0 | 1725 | 1725 | 2500 | 8.7 | 13.6 | 1895 | Old | Closed | 0 | 0 | 0 | 0 | 0 | FALSE
775_483_1 | 775 | TAP136007 | Capital | Capital | 115 | 483 | UNKNOWN127908 | 115 | 1 | Closed | 0.00245 | 0.01013 | 0.00168 | 1 | 0 | 167 | 556 | 210 | 1.9 | 2 | 1896 | Old | Closed | 0 | 0 | 0 | 0 | 0 | FALSE
775_780_1 | 775 | TAP136007 | Capital | Capital | 115 | 780 | CHURCH STREET | 115 | 1 | Closed | 0.00242 | 0.01003 | 0.00166 | 1 | 0 | 167 | 556 | 210 | 1.4 | 2 | 1897 | Old | Closed | 0 | 0 | 0 | 0 | 0 | FALSE
776_483_1 | 776 | TAP136008 | Capital | Capital | 115 | 483 | UNKNOWN127908 | 115 | 1 | Closed | 0.00246 | 0.01016 | 0.00168 | 1 | 0 | 167 | 556 | 210 | 1.9 | 2 | 1898 | Old | Closed | 0 | 0 | 0 | 0 | 0 | FALSE
776_780_1 | 776 | TAP136008 | Capital | Capital | 115 | 780 | CHURCH STREET | 115 | 1 | Closed | 0.00247 | 0.01023 | 0.00169 | 1 | 0 | 167 | 556 | 210 | 1.4 | 2.1 | 1899 | Old | Closed | 0 | 0 | 0 | 0 | 0 | FALSE
777_1455_1 | 777 | TAP136009 | Capital | Capital | 69 | 1455 | UNKNOWN172522 | 69 | 1 | Closed | 0.0316 | 0.07183 | 0.0014 | 1 | 0 | 96 | 250 | 123 | 3.7 | 5 | 1900 | Old | Closed | 0 | 0 | 0 | 0 | 0 | FALSE
777_1480_1 | 777 | TAP136009 | Capital | Capital | 69 | 1480 | UNKNOWN127908 | 69 | 1 | Closed | 0.01405 | 0.03194 | 0.00062 | 1 | 0 | 96 | 250 | 123 | 1.6 | 2.2 | 1901 | Old | Closed | 0 | 0 | 0 | 0 | 0 | FALSE
777_2_1 | 777 | TAP136009 | Capital | Capital | 69 | 2 | UNKNOWN124116 | 69 | 1 | Closed | 0.04083 | 0.09281 | 0.00181 | 1 | 0 | 96 | 250 | 123 | 2.3 | 6.4 | 1902 | Old | Closed | 0 | 0 | 0 | 0 | 0 | FALSE
778_448_1 | 778 | TAP136011 | Capital | Capital | 115 | 448 | UNKNOWN127608 | 115 | 1 | Closed | 0.00707 | 0.02922 | 0.00484 | 1 | 0 | 167 | 556 | 210 | 4.1 | 5.9 | 1903 | Old | Closed | 0 | 0 | 0 | 0 | 0 | FALSE
778_486_1 | 778 | TAP136011 | Capital | Capital | 115 | 486 | UNKNOWN127976 | 115 | 1 | Closed | 0.00025 | 0.00102 | 0.00017 | 1 | 0 | 167 | 556 | 210 | 0.2 | 0.2 | 1904 | Old | Closed | 0 | 0 | 0 | 0 | 0 | FALSE
778_487_1 | 778 | TAP136011 | Capital | Capital | 115 | 487 | UNKNOWN127977 | 115 | 1 | Closed | 0.00811 | 0.03353 | 0.00555 | 1 | 0 | 167 | 556 | 210 | 4.5 | 6.7 | 1905 | Old | Closed | 0 | 0 | 0 | 0 | 0 | FALSE
779_1515_1 | 779 | TAP136012 | Mohawk Valley | Mohawk Valley | 115 | 1515 | WILLIS | 115 | 1 | Closed | 0.00013 | 0.00055 | 9e-05 | 1 | 0 | 167 | 556 | 210 | 0.1 | 0.1 | 1906 | Old | Closed | 0 | 0 | 0 | 0 | 0 | FALSE
779_190_1 | 779 | TAP136012 | Mohawk Valley | North | 115 | 190 | UNKNOWN125027 | 115 | 1 | Closed | 0.02941 | 0.12161 | 0.02014 | 1 | 0 | 167 | 556 | 210 | 15.3 | 24.5 | 1907 | Old | Closed | 0 | 0 | 0 | 0 | 0 | FALSE
779_40_1 | 779 | TAP136012 | Mohawk Valley | Mohawk Valley | 115 | 40 | UNKNOWN124225 | 115 | 1 | Closed | 0.00339 | 0.01403 | 0.00232 | 1 | 0 | 167 | 556 | 210 | 2.5 | 2.8 | 1908 | Old | Closed | 0 | 0 | 0 | 0 | 0 | FALSE
784_464_1 | 784 | TAP136037 | Capital | Capital | 115 | 464 | UNKNOWN127714 | 115 | 1 | Closed | 4e-05 | 0.00017 | 3e-05 | 1 | 0 | 167 | 556 | 210 | 0 | 0 | 1909 | Old | Closed | 0 | 0 | 0 | 0 | 0 | FALSE
784_785_1 | 784 | TAP136037 | Capital | Capital | 115 | 785 | TAP136038 | 115 | 1 | Closed | 1e-05 | 4e-05 | 1e-05 | 1 | 0 | 167 | 556 | 210 | 0 | 0 | 1910 | Old | Closed | 0 | 0 | 0 | 0 | 0 | FALSE
785_464_1 | 785 | TAP136038 | Capital | Capital | 115 | 464 | UNKNOWN127714 | 115 | 1 | Closed | 4e-05 | 0.00016 | 3e-05 | 1 | 0 | 167 | 556 | 210 | 0 | 0 | 1911 | Old | Closed | 0 | 0 | 0 | 0 | 0 | FALSE
785_797_1 | 785 | TAP136038 | Capital | Capital | 115 | 797 | WARRENSBURG | 115 | 1 | Closed | 0.01313 | 0.05429 | 0.00899 | 1 | 0 | 167 | 556 | 210 | 9.8 | 10.9 | 1912 | Old | Closed | 0 | 0 | 0 | 0 | 0 | FALSE
786_469_1 | 786 | TAP136039 | Capital | Capital | 115 | 469 | UNKNOWN127722 | 115 | 1 | Closed | 0.00063 | 0.0026 | 0.00043 | 1 | 0 | 167 | 556 | 210 | 0.4 | 0.5 | 1913 | Old | Closed | 0 | 0 | 0 | 0 | 0 | FALSE
786_683_1 | 786 | TAP136039 | Capital | Capital | 115 | 683 | MOHICAN | 115 | 1 | Closed | 0.00175 | 0.00725 | 0.0012 | 1 | 0 | 167 | 556 | 210 | 1.4 | 1.5 | 1914 | Old | Closed | 0 | 0 | 0 | 0 | 0 | FALSE
786_791_1 | 786 | TAP136039 | Capital | Capital | 115 | 791 | TAP136044 | 115 | 1 | Closed | 0.00282 | 0.01165 | 0.00193 | 1 | 0 | 167 | 556 | 210 | 2.1 | 2.3 | 1915 | Old | Closed | 0 | 0 | 0 | 0 | 0 | FALSE
787_1444_1 | 787 | TAP136040 | Capital | Capital | 115 | 1444 | TAP167233 | 115 | 1 | Closed | 0.00107 | 0.00441 | 0.00073 | 1 | 0 | 167 | 556 | 210 | 0.7 | 0.9 | 1916 | Old | Closed | 0 | 0 | 0 | 0 | 0 | FALSE
787_467_1 | 787 | TAP136040 | Capital | Capital | 115 | 467 | UNKNOWN127719 | 115 | 1 | Closed | 0.00032 | 0.00134 | 0.00022 | 1 | 0 | 167 | 556 | 210 | 0.2 | 0.3 | 1917 | Old | Closed | 0 | 0 | 0 | 0 | 0 | FALSE
787_679_1 | 787 | TAP136040 | Capital | Capital | 115 | 679 | TAP135768 | 115 | 1 | Closed | 0.00139 | 0.00574 | 0.00095 | 1 | 0 | 167 | 556 | 210 | 0.8 | 1.2 | 1918 | Old | Closed | 0 | 0 | 0 | 0 | 0 | FALSE
788_783_1 | 788 | TAP136041 | Capital | Capital | 115 | 783 | WHITEHALL | 115 | 1 | Closed | 0.00798 | 0.03302 | 0.00547 | 1 | 0 | 167 | 556 | 210 | 6.3 | 6.6 | 1919 | Old | Closed | 0 | 0 | 0 | 0 | 0 | FALSE
788_791_1 | 788 | TAP136041 | Capital | Capital | 115 | 791 | TAP136044 | 115 | 1 | Closed | 0.01801 | 0.07448 | 0.01233 | 1 | 0 | 167 | 556 | 210 | 12.2 | 15 | 1920 | Old | Closed | 0 | 0 | 0 | 0 | 0 | FALSE
788_798_1 | 788 | TAP136041 | Capital | Capital | 115 | 798 | COMSTOCK | 115 | 1 | Closed | 0.00013 | 0.00053 | 9e-05 | 1 | 0 | 167 | 556 | 210 | 0.1 | 0.1 | 1921 | Old | Closed | 0 | 0 | 0 | 0 | 0 | FALSE
789_468_1 | 789 | TAP136042 | Capital | Capital | 115 | 468 | UNKNOWN127721 | 115 | 1 | Closed | 0.00126 | 0.00523 | 0.00087 | 1 | 0 | 167 | 556 | 210 | 0.8 | 1.1 | 1922 | Old | Closed | 0 | 0 | 0 | 0 | 0 | FALSE
789_783_1 | 789 | TAP136042 | Capital | Capital | 115 | 783 | WHITEHALL | 115 | 1 | Closed | 0.00837 | 0.03462 | 0.00573 | 1 | 0 | 167 | 556 | 210 | 6.6 | 7 | 1923 | Old | Closed | 0 | 0 | 0 | 0 | 0 | FALSE
789_792_1 | 789 | TAP136042 | Capital | Capital | 115 | 792 | TAP136045 | 115 | 1 | Closed | 0.01746 | 0.07218 | 0.01195 | 1 | 0 | 167 | 556 | 210 | 11.7 | 14.5 | 1924 | Old | Closed | 0 | 0 | 0 | 0 | 0 | FALSE
79_1136_1 | 79 | EAST 13TH STREET | NYC | NYC | 345 | 1136 | WEST 49TH STREET | 345 | 1 | Closed | 8e-05 | 0.00129 | 0.03339 | 1 | 0 | 1216 | 2454 | 1804 | 2.9 | 3.2 | 1925 | Old | Closed | 0 | 0 | 0 | 0 | 0 | FALSE
79_1136_2 | 79 | EAST 13TH STREET | NYC | NYC | 345 | 1136 | WEST 49TH STREET | 345 | 2 | Closed | 8e-05 | 0.00129 | 0.03342 | 1 | 0 | 1216 | 2454 | 1804 | 2.9 | 3.2 | 1926 | Old | Closed | 0 | 0 | 0 | 0 | 0 | FALSE
790_462_1 | 790 | TAP136043 | Capital | Capital | 115 | 462 | UNKNOWN127711 | 115 | 1 | Closed | 0.00055 | 0.00227 | 0.00038 | 1 | 0 | 167 | 556 | 210 | 0.3 | 0.5 | 1927 | Old | Closed | 0 | 0 | 0 | 0 | 0 | FALSE
790_679_1 | 790 | TAP136043 | Capital | Capital | 115 | 679 | TAP135768 | 115 | 1 | Closed | 0.00126 | 0.0052 | 0.00086 | 1 | 0 | 167 | 556 | 210 | 1 | 1 | 1928 | Old | Closed | 0 | 0 | 0 | 0 | 0 | FALSE
790_792_1 | 790 | TAP136043 | Capital | Capital | 115 | 792 | TAP136045 | 115 | 1 | Closed | 0.00199 | 0.00824 | 0.00136 | 1 | 0 | 167 | 556 | 210 | 1.4 | 1.7 | 1929 | Old | Closed | 0 | 0 | 0 | 0 | 0 | FALSE
791_472_1 | 791 | TAP136044 | Capital | Capital | 115 | 472 | UNKNOWN127728 | 115 | 1 | Closed | 0.00323 | 0.01337 | 0.00221 | 1 | 0 | 167 | 556 | 210 | 1.7 | 2.7 | 1930 | Old | Closed | 0 | 0 | 0 | 0 | 0 | FALSE
792_472_1 | 792 | TAP136045 | Capital | Capital | 115 | 472 | UNKNOWN127728 | 115 | 1 | Closed | 0.00322 | 0.01331 | 0.0022 | 1 | 0 | 167 | 556 | 210 | 1.7 | 2.7 | 1931 | Old | Closed | 0 | 0 | 0 | 0 | 0 | FALSE
793_784_1 | 793 | TAP136046 | Capital | Capital | 115 | 784 | TAP136037 | 115 | 1 | Closed | 0.00633 | 0.02619 | 0.00434 | 1 | 0 | 167 | 556 | 210 | 3.8 | 5.3 | 1932 | Old | Closed | 0 | 0 | 0 | 0 | 0 | FALSE
793_84_1 | 793 | TAP136046 | Capital | Capital | 115 | 84 | UNKNOWN124529 | 115 | 1 | Closed | 0.00284 | 0.01145 | 0.00146 | 1 | 0 | 116 | 556 | 145 | 1.5 | 2 | 1933 | Old | Closed | 0 | 0 | 0 | 0 | 0 | FALSE
794_3_1 | 794 | TAP136047 | Capital | Capital | 115 | 3 | UNKNOWN124120 | 115 | 1 | Closed | 0.00164 | 0.00676 | 0.00112 | 1 | 0 | 167 | 556 | 210 | 0.9 | 1.4 | 1934 | Old | Closed | 0 | 0 | 0 | 0 | 0 | FALSE
794_795_1 | 794 | TAP136047 | Capital | Capital | 115 | 795 | TAP136048 | 115 | 1 | Closed | 0.00064 | 0.00264 | 0.00044 | 1 | 0 | 222 | 556 | 244 | 0.5 | 0.5 | 1935 | Old | Closed | 0 | 0 | 0 | 106 | 99 | TRUE
794_795_2 | 794 | TAP136047 | Capital | Capital | 115 | 795 | TAP136048 | 115 | 2 | Closed | 0.00064 | 0.00264 | 0.00044 | 1 | 0 | 222 | 556 | 244 | 0.5 | 0.5 | 1936 | Old | Closed | 0 | 0 | 0 | 106 | 99 | TRUE
794_992_1 | 794 | TAP136047 | Capital | Capital | 115 | 992 | TAP139865 | 115 | 1 | Closed | 0.00289 | 0.01195 | 0.00198 | 1 | 0 | 222 | 556 | 244 | 2.4 | 2.4 | 1937 | Old | Closed | 0 | 0 | 0 | 106 | 99 | TRUE
794_992_2 | 794 | TAP136047 | Capital | Capital | 115 | 992 | TAP139865 | 115 | 2 | Closed | 0.00289 | 0.01195 | 0.00198 | 1 | 0 | 222 | 556 | 244 | 2.4 | 2.4 | 1938 | Old | Closed | 0 | 0 | 0 | 106 | 99 | TRUE
795_11_1 | 795 | TAP136048 | Capital | Capital | 115 | 11 | UNKNOWN124134 | 115 | 1 | Closed | 0.0004 | 0.00165 | 0.00027 | 1 | 0 | 167 | 556 | 210 | 0.3 | 0.3 | 1939 | Old | Closed | 0 | 0 | 0 | 0 | 0 | FALSE
795_489_1 | 795 | TAP136048 | Capital | Capital | 115 | 489 | UNKNOWN127980 | 115 | 1 | Closed | 0.00182 | 0.00753 | 0.00125 | 1 | 0 | 167 | 556 | 210 | 1.4 | 1.5 | 1940 | Old | Closed | 0 | 0 | 0 | 0 | 0 | FALSE
80_375_1 | 80 | UNKNOWN124470 | Mohawk Valley | Mohawk Valley | 115 | 375 | UNKNOWN125579 | 115 | 1 | Closed | 0.00312 | 0.01291 | 0.00214 | 1 | 0 | 167 | 556 | 210 | 2.3 | 2.6 | 1941 | Old | Closed | 0 | 0 | 0 | 0 | 0 | FALSE
800_1227_1 | 800 | NEW SCOTLAND | Capital | Capital | 345 | 1227 | GILBOA | 345 | 1 | Closed | 0.00114 | 0.0174 | 0.44989 | 1 | 0 | 1216 | 2454 | 1804 | 30.1 | 43.7 | 1942 | Old | Closed | 0 | 0 | 0 | 0 | 0 | FALSE
800_1233_1 | 800 | NEW SCOTLAND | Capital | Mohawk Valley | 345 | 1233 | EDIC | 345 | 1 | Closed | 0.00293 | 0.04468 | 1.155 | 1 | 0 | 1216 | 2454 | 1804 | 77.1 | 112.3 | 1943 | Old | Closed | 0 | 0 | 0 | 0 | 0 | FALSE
800_1233_2 | 800 | NEW SCOTLAND | Capital | Mohawk Valley | 345 | 1233 | EDIC | 345 | 2 | Closed | 0.0014 | 0.04 | 0.78 | 1 | 0 | 1800 | 2454 | 1800 | 77.1 | 87.3 | #N/A | New | Not 2019 | - | - | - | - | - | #VALUE!
800_1233_3 | 800 | NEW SCOTLAND | Capital | Mohawk Valley | 345 | 1233 | EDIC | 345 | 3 | Closed | 0.0014 | 0.04 | 0.78 | 1 | 0 | 1800 | 2454 | 1800 | 77.1 | 87.3 | #N/A | New | Not 2019 | - | - | - | - | - | #VALUE!
800_1520_1 | 800 | NEW SCOTLAND | Capital | Capital | 345 | 1520 | NEW SCOTLAND | 115 | 1 | Closed | 0.0006 | 0.0524 | 0 | 1 | 0 | 417 | 518 | 599 | 0 | 0 | 1944 | Old | Closed | 0 | 0 | 0 | 0 | 0 | FALSE
800_1521_1 | 800 | NEW SCOTLAND | Capital | Capital | 345 | 1521 | NEW SCOTLAND | 230 | 1 | Closed | 0.00044 | 0.02341 | 0 | 1 | 0 | 448 | 541 | 612 | 0 | 0 | 1945 | Old | Closed | 0 | 0 | 0 | 0 | 0 | FALSE
800_1567_1 | 800 | NEW SCOTLAND | Capital | Mohawk Valley | 345 | 1567 | MARCY | 345 | 1 | Closed | 0.00295 | 0.04506 | 1.1648 | 1 | 0 | 1216 | 2454 | 1804 | 77.6 | 113.2 | 1946 | Old | Closed | 0 | 0 | 0 | 0 | 0 | FALSE
800_818_1 | 800 | NEW SCOTLAND | Capital | Hudson Valley | 345 | 818 | LEEDS | 345 | 1 | Closed | 0.00076 | 0.01166 | 0.30128 | 1 | 0 | 1216 | 2454 | 1804 | 23.9 | 29.3 | 1947 | Old | Closed | 0 | 0 | 0 | 0 | 0 | FALSE
800_818_2 | 800 | NEW SCOTLAND | Capital | Hudson Valley | 345 | 818 | LEEDS | 345 | 2 | Closed | 0.00076 | 0.01159 | 0.29954 | 1 | 0 | 1216 | 2454 | 1804 | 23.9 | 29.1 | 1948 | Old | Closed | 0 | 0 | 0 | 0 | 0 | FALSE
800_818_N | 800 | NEW SCOTLAND | Capital | Hudson Valley | 345 | 818 | LEEDS | 345 | N | Closed | 0.00076 | 0.01159 | 0.29954 | 1 | 0 | 1216 | 2454 | 1804 | 23.9 | 29.1 | #N/A | New | Not 2019 | - | - | - | - | - | #VALUE!
801_799_1 | 801 | TAP136074 | Capital | Capital | 345 | 799 | ALPS | 345 | 1 | Closed | 0 | 4e-05 | 0.00112 | 1 | 0 | 1216 | 2454 | 1804 | 0.1 | 0.1 | 1949 | Old | Closed | 0 | 0 | 0 | 0 | 0 | FALSE
801_802_1 | 801 | TAP136074 | Capital | Capital | 345 | 802 | TAP136075 | 345 | 1 | Closed | 0 | 1e-05 | 0.0002 | 1 | 0 | 1216 | 2454 | 1804 | 0 | 0 | 1950 | Old | Closed | 0 | 0 | 0 | 0 | 0 | FALSE
802_651_1 | 802 | TAP136075 | Capital | Hudson Valley | 345 | 651 | PLEASANT VALLEY | 345 | 1 | Closed | 0.00173 | 0.02982 | 0.57244 | 1 | 0 | 1800 | 2454 | 1800 | 61.6 | 64.6 | #N/A | New | Not 2019 | - | - | - | - | - | #VALUE!
802_799_1 | 802 | TAP136075 | Capital | Capital | 345 | 799 | ALPS | 345 | 1 | Closed | 0 | 3e-05 | 0.00082 | 1 | 0 | 1216 | 2454 | 1804 | 0.1 | 0.1 | 1951 | Old | Closed | 0 | 0 | 0 | 0 | 0 | FALSE
802_800_1 | 802 | TAP136075 | Capital | Capital | 345 | 800 | NEW SCOTLAND | 345 | 1 | Closed | 0.00104 | 0.01587 | 0.41027 | 1 | 0 | 1216 | 2454 | 1804 | 20.8 | 39.9 | 1952 | Old | Closed | 0 | 0 | 0 | 0 | 0 | FALSE
803_1418_1 | 803 | TAP136076 | Capital | Capital | 115 | 1418 | TAP162100 | 115 | 1 | Closed | 0.00117 | 0.00484 | 0.0008 | 1 | 0 | 167 | 556 | 210 | 0.7 | 1 | 1953 | Old | Closed | 0 | 0 | 0 | 0 | 0 | FALSE
803_1520_1 | 803 | TAP136076 | Capital | Capital | 115 | 1520 | NEW SCOTLAND | 115 | 1 | Closed | 0.0039 | 0.01615 | 0.00267 | 1 | 0 | 167 | 556 | 210 | 3 | 3.2 | 1954 | Old | Closed | 0 | 0 | 0 | 0 | 0 | FALSE
803_512_1 | 803 | TAP136076 | Capital | Hudson Valley | 115 | 512 | UNKNOWN128280 | 115 | 1 | Closed | 0.02853 | 0.11796 | 0.01953 | 1 | 0 | 167 | 556 | 210 | 23.1 | 23.7 | 1955 | Old | Closed | 0 | 0 | 0 | 0 | 0 | FALSE
803_512_2W | 803 | TAP136076 | Capital | Hudson Valley | 115 | 512 | UNKNOWN128280 | 115 | 2W | Closed | 0.02853 | 0.11796 | 0.01953 | 1 | 0 | 167 | 556 | 210 | 23.1 | 23.7 | #N/A | New | Not 2019 | - | - | - | - | - | #VALUE!
804_1520_1 | 804 | TAP136077 | Capital | Capital | 115 | 1520 | NEW SCOTLAND | 115 | 1 | Closed | 0.00403 | 0.01666 | 0.00276 | 1 | 0 | 556 | 556 | 556 | 3 | 3.4 | 1956 | Old | Closed | 0 | 0 | 0 | 0 | 0 | FALSE
804_506_1 | 804 | TAP136077 | Capital | Capital | 115 | 506 | UNKNOWN128272 | 115 | 1 | Closed | 0.00876 | 0.03623 | 0.006 | 1 | 0 | 167 | 556 | 210 | 5.8 | 7.3 | 1957 | Old | Closed | 0 | 0 | 0 | 0 | 0 | FALSE
804_509_1 | 804 | TAP136077 | Capital | Capital | 115 | 509 | UNKNOWN128275 | 115 | 1 | Closed | 0.00176 | 0.00727 | 0.0012 | 1 | 0 | 556 | 556 | 556 | 1.1 | 1.5 | 1958 | Old | Closed | 0 | 0 | 0 | 0 | 0 | FALSE
805_1418_1 | 805 | TAP136078 | Capital | Capital | 115 | 1418 | TAP162100 | 115 | 1 | Closed | 0.00024 | 0.001 | 0.00016 | 1 | 0 | 167 | 556 | 210 | 0.2 | 0.2 | 1959 | Old | Closed | 0 | 0 | 0 | 0 | 0 | FALSE
805_507_1 | 805 | TAP136078 | Capital | Capital | 115 | 507 | UNKNOWN128273 | 115 | 1 | Closed | 0.00014 | 0.00056 | 9e-05 | 1 | 0 | 167 | 556 | 210 | 0.1 | 0.1 | 1960 | Old | Closed | 0 | 0 | 0 | 0 | 0 | FALSE
805_507_2 | 805 | TAP136078 | Capital | Capital | 115 | 507 | UNKNOWN128273 | 115 | 2 | Closed | 0.00027 | 0.00111 | 0.00018 | 1 | 0 | 167 | 556 | 210 | 0.1 | 0.2 | 1961 | Old | Closed | 0 | 0 | 0 | 0 | 0 | FALSE
806_1520_1 | 806 | TAP136081 | Capital | Capital | 115 | 1520 | NEW SCOTLAND | 115 | 1 | Closed | 0.00422 | 0.01744 | 0.00289 | 1 | 0 | 167 | 556 | 210 | 3.1 | 3.5 | 1962 | Old | Closed | 0 | 0 | 0 | 0 | 0 | FALSE
806_816_1 | 806 | TAP136081 | Capital | Capital | 115 | 816 | VOORHEESVILLE | 115 | 1 | Closed | 6e-05 | 0.00024 | 4e-05 | 1 | 0 | 167 | 556 | 210 | 0 | 0 | 1963 | Old | Closed | 0 | 0 | 0 | 0 | 0 | FALSE
807_1520_1 | 807 | TAP136082 | Capital | Capital | 115 | 1520 | NEW SCOTLAND | 115 | 1 | Closed | 0.00424 | 0.01753 | 0.0029 | 1 | 0 | 167 | 556 | 210 | 3.1 | 3.5 | 1964 | Old | Closed | 0 | 0 | 0 | 0 | 0 | FALSE
807_816_1 | 807 | TAP136082 | Capital | Capital | 115 | 816 | VOORHEESVILLE | 115 | 1 | Closed | 3e-05 | 0.00012 | 2e-05 | 1 | 0 | 167 | 556 | 210 | 0 | 0 | 1965 | Old | Closed | 0 | 0 | 0 | 0 | 0 | FALSE
808_1513_1 | 808 | TAP136083 | Capital | Capital | 115 | 1513 | REYNOLDS | 115 | 1 | Closed | 0.00125 | 0.00516 | 0.00085 | 1 | 0 | 211 | 211 | 211 | 1 | 1 | 1966 | Old | Closed | 0 | 0 | 0 | 0 | 0 | FALSE
808_810_1 | 808 | TAP136083 | Capital | Capital | 115 | 810 | RIVERSIDE | 115 | 1 | Closed | 0.00383 | 0.01585 | 0.00262 | 1 | 0 | 167 | 556 | 210 | 2.2 | 3.2 | 1967 | Old | Closed | 0 | 0 | 0 | 0 | 0 | FALSE
808_813_1 | 808 | TAP136083 | Capital | Capital | 115 | 813 | GREENBUSH | 115 | 1 | Closed | 0.00475 | 0.01965 | 0.00325 | 1 | 0 | 211 | 211 | 211 | 3.9 | 3.9 | 1968 | Old | Closed | 0 | 0 | 0 | 0 | 0 | FALSE
809_563_1 | 809 | TAP136084 | Capital | Capital | 115 | 563 | UNKNOWN129569 | 115 | 1 | Closed | 0.0015 | 0.0062 | 0.00103 | 1 | 0 | 167 | 556 | 210 | 0.8 | 1.2 | 1969 | Old | Closed | 0 | 0 | 0 | 0 | 0 | FALSE
809_813_1 | 809 | TAP136084 | Capital | Capital | 115 | 813 | GREENBUSH | 115 | 1 | Closed | 0.00642 | 0.02656 | 0.0044 | 1 | 0 | 167 | 556 | 210 | 5 | 5.3 | 1970 | Old | Closed | 0 | 0 | 0 | 0 | 0 | FALSE
81_112_1 | 81 | WESTOVER | Central | Central | 115 | 112 | UNKNOWN124642 | 115 | 1 | Closed | 0.02605 | 0.10774 | 0.01784 | 1 | 0 | 167 | 556 | 210 | 14.1 | 21.7 | 1971 | Old | Closed | 0 | 0 | 0 | 0 | 0 | FALSE
81_122_1 | 81 | WESTOVER | Central | Central | 115 | 122 | ROBBLE AVE | 115 | 1 | Closed | 0.00663 | 0.02743 | 0.00454 | 1 | 0 | 167 | 556 | 210 | 4.1 | 5.5 | 1972 | Old | Closed | 0 | 0 | 0 | 0 | 0 | FALSE
81_1465_1 | 81 | WESTOVER | Central | Central | 115 | 1465 | TAP173591 | 115 | 1 | Closed | 0.02539 | 0.10501 | 0.01739 | 1 | 0 | 167 | 556 | 210 | 15.6 | 21.1 | 1973 | Old | Closed | 0 | 0 | 0 | 0 | 0 | FALSE
81_1559_1 | 81 | WESTOVER | Central | Central | 115 | 1559 | OAKDALE | 115 | 1 | Closed | 0.00227 | 0.00937 | 0.00155 | 1 | 0 | 167 | 556 | 210 | 1.8 | 1.9 | 1974 | Old | Closed | 0 | 0 | 0 | 0 | 0 | FALSE
81_1559_2 | 81 | WESTOVER | Central | Central | 115 | 1559 | OAKDALE | 115 | 2 | Closed | 0.00227 | 0.0094 | 0.00156 | 1 | 0 | 167 | 556 | 210 | 1.8 | 1.9 | 1975 | Old | Closed | 0 | 0 | 0 | 0 | 0 | FALSE
810_1392_1 | 810 | RIVERSIDE | Capital | Capital | 115 | 1392 | TAP161119 | 115 | 1 | Closed | 0.00156 | 0.00643 | 0.00107 | 1 | 0 | 211 | 211 | 211 | 1.2 | 1.3 | 1976 | Old | Closed | 0 | 0 | 0 | 0 | 0 | FALSE
810_1392_2 | 810 | RIVERSIDE | Capital | Capital | 115 | 1392 | TAP161119 | 115 | 2 | Closed | 0.00155 | 0.00643 | 0.00106 | 1 | 0 | 211 | 211 | 211 | 1.2 | 1.3 | 1977 | Old | Closed | 0 | 0 | 0 | 0 | 0 | FALSE
810_815_1 | 810 | RIVERSIDE | Capital | Capital | 115 | 815 | TRINITY | 115 | 1 | Closed | 0.00207 | 0.00856 | 0.00142 | 1 | 0 | 250 | 250 | 250 | 1.5 | 1.7 | 1978 | Old | Closed | 0 | 0 | 0 | 0 | 0 | FALSE
810_815_2 | 810 | RIVERSIDE | Capital | Capital | 115 | 815 | TRINITY | 115 | 2 | Closed | 0.00207 | 0.00856 | 0.00142 | 1 | 0 | 250 | 250 | 250 | 1.5 | 1.7 | 1979 | Old | Closed | 0 | 0 | 0 | 0 | 0 | FALSE
811_813_1 | 811 | STEPHENTOWN | Capital | Capital | 115 | 813 | GREENBUSH | 115 | 1 | Closed | 0.02972 | 0.12289 | 0.02035 | 1 | 0 | 167 | 556 | 210 | 17.6 | 24.7 | 1980 | Old | Closed | 0 | 0 | 0 | 0 | 0 | FALSE
812_813_1 | 812 | SCHODACK | Capital | Capital | 115 | 813 | GREENBUSH | 115 | 1 | Closed | 0.0037 | 0.0233 | 0.00322 | 1 | 0 | 220 | 556 | 280 | 3.9 | 4.3 | 1981 | Old | Closed | 0 | 0 | 0 | 0 | 0 | FALSE
817_818_1 | 817 | ATHENS | Hudson Valley | Hudson Valley | 345 | 818 | LEEDS | 345 | 1 | Closed | 2e-05 | 0.0003 | 0.00773 | 1 | 0 | 2454 | 2454 | 2454 | 0.4 | 0.8 | 1982 | Old | Closed | 0 | 0 | 0 | 0 | 0 | FALSE
818_1227_1 | 818 | LEEDS | Hudson Valley | Capital | 345 | 1227 | GILBOA | 345 | 1 | Closed | 0.00131 | 0.01997 | 0.51614 | 1 | 0 | 1216 | 2454 | 1804 | 33 | 50.2 | 1983 | Old | Closed | 0 | 0 | 0 | 0 | 0 | FALSE
818_644_1 | 818 | LEEDS | Hudson Valley | Hudson Valley | 345 | 644 | HURLEY AVENUE | 345 | 1 | Closed | 0.00088 | 0.01335 | 0.34513 | 1 | 0 | 1216 | 2454 | 1804 | 24.9 | 33.5 | 1984 | Old | Closed | 0 | 0 | 0 | 0 | 0 | FALSE
820_828_1 | 820 | NEW BALTIMORE | Hudson Valley | Hudson Valley | 69 | 828 | UNKNOWN136148 | 69 | 1 | Closed | 0.04403 | 0.10009 | 0.00196 | 1 | 0 | 96 | 250 | 123 | 6.6 | 6.9 | 1985 | Old | Closed | 0 | 0 | 0 | 0 | 0 | FALSE
822_769_1 | 822 | TAP136123 | Hudson Valley | Capital | 69 | 769 | WESTERLO | 69 | 1 | Closed | 0.04503 | 0.10238 | 0.002 | 1 | 0 | 96 | 250 | 123 | 5.9 | 7.1 | 1986 | Old | Closed | 0 | 0 | 0 | 0 | 0 | FALSE
822_819_1 | 822 | TAP136123 | Hudson Valley | Hudson Valley | 69 | 819 | FREEHOLD | 69 | 1 | Closed | 0.00042 | 0.00096 | 2e-05 | 1 | 0 | 96 | 250 | 123 | 0 | 0.1 | 1987 | Old | Closed | 0 | 0 | 0 | 0 | 0 | FALSE
822_821_1 | 822 | TAP136123 | Hudson Valley | Hudson Valley | 69 | 821 | SOUTH CAIRO | 69 | 1 | Closed | 0.04143 | 0.09419 | 0.00184 | 1 | 0 | 96 | 250 | 123 | 6 | 6.5 | 1988 | Old | Closed | 0 | 0 | 0 | 0 | 0 | FALSE
823_675_1 | 823 | TAP136124 | Capital | Capital | 115 | 675 | TAP135715 | 115 | 1 | Closed | 0.00218 | 0.00901 | 0.00149 | 1 | 0 | 167 | 556 | 210 | 1.8 | 1.8 | 1989 | Old | Closed | 0 | 0 | 0 | 0 | 0 | FALSE
823_826_1 | 823 | TAP136124 | Capital | Capital | 115 | 826 | TAP136127 | 115 | 1 | Closed | 0.01509 | 0.06239 | 0.01033 | 1 | 0 | 167 | 556 | 210 | 11.8 | 12.5 | 1990 | Old | Closed | 0 | 0 | 0 | 0 | 0 | FALSE
823_827_1 | 823 | TAP136124 | Capital | Capital | 115 | 827 | HUDSON | 115 | 1 | Closed | 0.00276 | 0.01141 | 0.00189 | 1 | 0 | 167 | 556 | 210 | 1.9 | 2.3 | 1991 | Old | Closed | 0 | 0 | 0 | 0 | 0 | FALSE
824_665_1 | 824 | TAP136125 | Capital | Capital | 115 | 665 | CHURCHTOWN | 115 | 1 | Closed | 0.00647 | 0.02675 | 0.00443 | 1 | 0 | 167 | 556 | 210 | 5.1 | 5.4 | 1992 | Old | Closed | 0 | 0 | 0 | 0 | 0 | FALSE
824_825_1 | 824 | TAP136125 | Capital | Capital | 115 | 825 | TAP136126 | 115 | 1 | Closed | 0.01509 | 0.0624 | 0.01033 | 1 | 0 | 167 | 556 | 210 | 11.8 | 12.5 | 1993 | Old | Closed | 0 | 0 | 0 | 0 | 0 | FALSE
824_827_1 | 824 | TAP136125 | Capital | Capital | 115 | 827 | HUDSON | 115 | 1 | Closed | 0.0028 | 0.01159 | 0.00192 | 1 | 0 | 167 | 556 | 210 | 1.9 | 2.3 | 1994 | Old | Closed | 0 | 0 | 0 | 0 | 0 | FALSE
825_523_1 | 825 | TAP136126 | Capital | Capital | 115 | 523 | UNKNOWN129016 | 115 | 1 | Closed | 0.00417 | 0.01723 | 0.00285 | 1 | 0 | 167 | 556 | 210 | 2.2 | 3.5 | 1995 | Old | Closed | 0 | 0 | 0 | 0 | 0 | FALSE
825_812_1 | 825 | TAP136126 | Capital | Capital | 115 | 812 | SCHODACK | 115 | 1 | Closed | 0.00949 | 0.04751 | 0.0063 | 1 | 0 | 186 | 556 | 237 | 7.8 | 8.5 | 1996 | Old | Closed | 0 | 0 | 0 | 0 | 0 | FALSE
826_523_1 | 826 | TAP136127 | Capital | Capital | 115 | 523 | UNKNOWN129016 | 115 | 1 | Closed | 0.00421 | 0.01742 | 0.00288 | 1 | 0 | 167 | 556 | 210 | 2.2 | 3.5 | 1997 | Old | Closed | 0 | 0 | 0 | 0 | 0 | FALSE
826_809_1 | 826 | TAP136127 | Capital | Capital | 115 | 809 | TAP136084 | 115 | 1 | Closed | 0.0046 | 0.0352 | 0.0051 | 1 | 0 | 254 | 556 | 318 | 6.6 | 6.6 | 1998 | Old | Closed | 0 | 0 | 0 | 0 | 0 | FALSE
829_835_1 | 829 | TAP136399 | Long Island | Long Island | 69 | 835 | WEST BABYLON | 69 | 1 | Closed | 0.00117 | 0.00266 | 5e-05 | 1 | 0 | 96 | 250 | 123 | 0.1 | 0.2 | 1999 | Old | Closed | 0 | 0 | 0 | 0 | 0 | FALSE
829_836_1 | 829 | TAP136399 | Long Island | Long Island | 69 | 836 | BABYLON | 69 | 1 | Closed | 0.01469 | 0.0334 | 0.00065 | 1 | 0 | 300 | 300 | 300 | 1.9 | 2.3 | 2000 | Old | Closed | 0 | 0 | 0 | 0 | 0 | FALSE
830_829_1 | 830 | TAP136402 | Long Island | Long Island | 69 | 829 | TAP136399 | 69 | 1 | Closed | 0.03397 | 0.07722 | 0.00151 | 1 | 0 | 120 | 250 | 123 | 4.3 | 5.3 | 2001 | Old | Closed | 0 | 0 | 0 | 0 | 0 | FALSE
830_833_1 | 830 | TAP136402 | Long Island | Long Island | 69 | 833 | TAP136405 | 69 | 1 | Closed | 0.02132 | 0.04847 | 0.00095 | 1 | 0 | 150 | 150 | 150 | 2.7 | 3.4 | 2002 | Old | Closed | 0 | 0 | 0 | 0 | 0 | FALSE
830_834_1 | 830 | TAP136402 | Long Island | Long Island | 69 | 834 | STERLING | 69 | 1 | Closed | 0.00011 | 0.00024 | 0 | 1 | 0 | 96 | 250 | 123 | 0 | 0 | 2003 | Old | Closed | 0 | 0 | 0 | 0 | 0 | FALSE
831_1160_1 | 831 | TAP136403 | Long Island | Long Island | 138 | 1160 | ELWOOD | 138 | 1 | Closed | 0.00049 | 0.00246 | 0.01866 | 1 | 0 | 261 | 562 | 432 | 2 | 3.3 | 2004 | Old | Closed | 0 | 0 | 0 | 0 | 0 | FALSE
831_572_1 | 831 | TAP136403 | Long Island | Long Island | 138 | 572 | UNKNOWN129921 | 138 | 1 | Closed | 0 | 2e-05 | 0.00014 | 1 | 0 | 261 | 562 | 432 | 0 | 0 | 2005 | Old | Closed | 0 | 0 | 0 | 0 | 0 | FALSE
831_832_1 | 831 | TAP136403 | Long Island | Long Island | 138 | 832 | TAP136404 | 138 | 1 | Closed | 0.0002 | 0.00102 | 0.00776 | 1 | 0 | 261 | 562 | 432 | 0.8 | 1.4 | 2006 | Old | Closed | 0 | 0 | 0 | 0 | 0 | FALSE
832_1157_1 | 832 | TAP136404 | Long Island | Long Island | 138 | 1157 | GREENLAWN | 138 | 1 | Closed | 1e-05 | 6e-05 | 0.00045 | 1 | 0 | 261 | 562 | 432 | 0 | 0.1 | 2007 | Old | Closed | 0 | 0 | 0 | 0 | 0 | FALSE
832_844_1 | 832 | TAP136404 | Long Island | Long Island | 138 | 844 | OAKWOOD | 138 | 1 | Closed | 0.00058 | 0.0029 | 0.022 | 1 | 0 | 261 | 562 | 432 | 2.4 | 3.9 | 2008 | Old | Closed | 0 | 0 | 0 | 0 | 0 | FALSE
833_841_1 | 833 | TAP136405 | Long Island | Long Island | 69 | 841 | MASSAPEQUA | 69 | 1 | Closed | 0.00045 | 0.00102 | 2e-05 | 1 | 0 | 250 | 250 | 250 | 0.1 | 0.1 | 2009 | Old | Closed | 0 | 0 | 0 | 0 | 0 | FALSE
833_998_1 | 833 | TAP136405 | Long Island | Long Island | 69 | 998 | BELLMORE | 69 | 1 | Closed | 0.02555 | 0.05808 | 0.00114 | 1 | 0 | 250 | 250 | 250 | 3.1 | 4 | 2010 | Old | Closed | 0 | 0 | 0 | 0 | 0 | FALSE
834_845_1 | 834 | STERLING | Long Island | Long Island | 69 | 845 | SOUTH FARMINGDALE | 69 | 1 | Closed | 0.02323 | 0.05281 | 0.00103 | 1 | 0 | 300 | 300 | 300 | 3 | 3.6 | 2011 | Old | Closed | 0 | 0 | 0 | 0 | 0 | FALSE
835_845_1 | 835 | WEST BABYLON | Long Island | Long Island | 69 | 845 | SOUTH FARMINGDALE | 69 | 1 | Closed | 0.03701 | 0.08414 | 0.00164 | 1 | 0 | 200 | 250 | 200 | 4.6 | 5.8 | 2012 | Old | Closed | 0 | 0 | 0 | 0 | 0 | FALSE
835_846_1 | 835 | WEST BABYLON | Long Island | Long Island | 69 | 846 | PINELAWN | 69 | 1 | Closed | 0.02757 | 0.06268 | 0.00123 | 1 | 0 | 300 | 300 | 300 | 3.1 | 4.3 | 2013 | Old | Closed | 0 | 0 | 0 | 0 | 0 | FALSE
837_846_1 | 837 | DEER PARK | Long Island | Long Island | 69 | 846 | PINELAWN | 69 | 1 | Closed | 0.02204 | 0.05011 | 0.00098 | 1 | 0 | 121 | 250 | 123 | 3.1 | 3.5 | 2014 | Old | Closed | 0 | 0 | 0 | 0 | 0 | FALSE
838_1522_1 | 838 | STATE SCHOOL | Long Island | Long Island | 69 | 1522 | RULAND ROAD | 69 | 1 | Closed | 0.0214 | 0.04866 | 0.00095 | 1 | 0 | 96 | 250 | 123 | 2.6 | 3.4 | 2015 | Old | Closed | 0 | 0 | 0 | 0 | 0 | FALSE
838_839_1 | 838 | STATE SCHOOL | Long Island | Long Island | 69 | 839 | WOLF HILL | 69 | 1 | Closed | 0.01281 | 0.02912 | 0.00057 | 1 | 0 | 96 | 250 | 123 | 1.4 | 2 | 2016 | Old | Closed | 0 | 0 | 0 | 0 | 0 | FALSE
839_1536_1 | 839 | WOLF HILL | Long Island | Long Island | 69 | 1536 | GREENLAWN | 69 | 1 | Closed | 0.03032 | 0.06893 | 0.00135 | 1 | 0 | 96 | 250 | 123 | 3.3 | 4.8 | 2017 | Old | Closed | 0 | 0 | 0 | 0 | 0 | FALSE
840_1523_1 | 840 | SYOSSET | Long Island | Long Island | 69 | 1523 | OAKWOOD | 69 | 1 | Closed | 0.02145 | 0.04876 | 0.00095 | 1 | 0 | 300 | 300 | 300 | 3 | 3.4 | 2018 | Old | Closed | 0 | 0 | 0 | 0 | 0 | FALSE
842_1166_1 | 842 | RULAND ROAD | Long Island | Long Island | 138 | 1166 | PILGRIM | 138 | 1 | Closed | 0.004 | 0.04 | 0.012 | 1 | 0 | 261 | 562 | 432 | 8.2 | 10.8 | 2019 | Old | Closed | 0 | 0 | 0 | 0 | 0 | FALSE
842_1166_2 | 842 | RULAND ROAD | Long Island | Long Island | 138 | 1166 | PILGRIM | 138 | 2 | Closed | 0.004 | 0.04 | 0.012 | 1 | 0 | 261 | 562 | 432 | 8.2 | 10.8 | 2020 | Old | Closed | 0 | 0 | 0 | 0 | 0 | FALSE
842_1522_1 | 842 | RULAND ROAD | Long Island | Long Island | 138 | 1522 | RULAND ROAD | 69 | 1 | Closed | 0.00302 | 0.10864 | 0 | 1 | 0 | 200 | 200 | 200 | 0 | 0 | 2021 | Old | Closed | 0 | 0 | 0 | 0 | 0 | FALSE
843_845_1 | 843 | BETHPAGE | Long Island | Long Island | 69 | 845 | SOUTH FARMINGDALE | 69 | 1 | Closed | 0.0128 | 0.02909 | 0.00057 | 1 | 0 | 200 | 250 | 200 | 1.6 | 2 | 2022 | Old | Closed | 0 | 0 | 0 | 0 | 0 | FALSE
843_845_2 | 843 | BETHPAGE | Long Island | Long Island | 69 | 845 | SOUTH FARMINGDALE | 69 | 2 | Closed | 0.0128 | 0.02909 | 0.00057 | 1 | 0 | 200 | 250 | 200 | 1.6 | 2 | 2023 | Old | Closed | 0 | 0 | 0 | 0 | 0 | FALSE
844_1157_1 | 844 | OAKWOOD | Long Island | Long Island | 138 | 1157 | GREENLAWN | 138 | 1 | Closed | 0.00059 | 0.00293 | 0.02218 | 1 | 0 | 261 | 562 | 432 | 2.4 | 4 | 2024 | Old | Closed | 0 | 0 | 0 | 0 | 0 | FALSE
844_1523_1 | 844 | OAKWOOD | Long Island | Long Island | 138 | 1523 | OAKWOOD | 69 | 1 | Closed | 0.00302 | 0.10864 | 0 | 1 | 0 | 200 | 200 | 200 | 0 | 0 | 2025 | Old | Closed | 0 | 0 | 0 | 0 | 0 | FALSE
847_644_1 | 847 | ROSETON | Hudson Valley | Hudson Valley | 345 | 644 | HURLEY AVENUE | 345 | 1 | Closed | 0.00091 | 0.01394 | 0.36035 | 1 | 0 | 1216 | 2454 | 1804 | 25.2 | 35 | 2026 | Old | Closed | 0 | 0 | 0 | 0 | 0 | FALSE
847_848_1 | 847 | ROSETON | Hudson Valley | Hudson Valley | 345 | 848 | DANSKAMMER | 345 | 1 | Closed | 2e-05 | 0.00032 | 0.02 | 1 | 0 | 1216 | 2454 | 1804 | 0.6 | 1.3 | 2027 | Old | Closed | 0 | 0 | 0 | 0 | 0 | FALSE
848_9_1 | 848 | DANSKAMMER | Hudson Valley | Hudson Valley | 345 | 9 | UNKNOWN124132 | 115 | 1 | Closed | 0.001 | 0.07 | 0 | 0.975 | 0 | 750 | 750 | 750 | 0.3 | 0 | 2028 | Old | Closed | 0 | 0 | 0 | 0 | 0 | FALSE
849_850_1 | 849 | BARNEGAT | Hudson Valley | Hudson Valley | 115 | 850 | SAND DOCK | 115 | 1 | Closed | 8e-05 | 0.00035 | 6e-05 | 1 | 0 | 216 | 556 | 216 | 0 | 0.1 | 2029 | Old | Closed | 0 | 0 | 0 | 0 | 0 | FALSE
849_856_1 | 849 | BARNEGAT | Hudson Valley | Hudson Valley | 115 | 856 | KNAPPS CORNERS | 115 | 1 | Closed | 0.00404 | 0.01673 | 0.00277 | 1 | 0 | 216 | 556 | 260 | 1.9 | 3.4 | 2030 | Old | Closed | 0 | 0 | 0 | 0 | 0 | FALSE
85_1337_1 | 85 | COLD SPRING RD | West | West | 115 | 1337 | TAP156233 | 115 | 1 | Closed | 0.00563 | 0.02326 | 0.00385 | 1 | 0 | 167 | 556 | 210 | 4.5 | 4.7 | 2031 | Old | Closed | 0 | 0 | 0 | 0 | 0 | FALSE
850_860_1 | 850 | SAND DOCK | Hudson Valley | Hudson Valley | 115 | 860 | NORTH CHELSEA | 115 | 1 | Closed | 0.00913 | 0.03776 | 0.00625 | 1 | 0 | 216 | 556 | 216 | 5.8 | 7.6 | 2032 | Old | Closed | 0 | 0 | 0 | 0 | 0 | FALSE
851_860_1 | 851 | MARLBORO | Hudson Valley | Hudson Valley | 115 | 860 | NORTH CHELSEA | 115 | 1 | Closed | 0.0028 | 0.017 | 0.0024 | 1 | 0 | 240 | 556 | 265 | 3.1 | 3.2 | 2033 | Old | Closed | 0 | 0 | 0 | 0 | 0 | FALSE
852_853_1 | 852 | FORGEBROOK | Hudson Valley | Hudson Valley | 115 | 853 | MERRITT PARK | 115 | 1 | Closed | 0.00355 | 0.0147 | 0.00243 | 1 | 0 | 167 | 556 | 210 | 2 | 3 | 2034 | Old | Closed | 0 | 0 | 0 | 0 | 0 | FALSE
852_860_1 | 852 | FORGEBROOK | Hudson Valley | Hudson Valley | 115 | 860 | NORTH CHELSEA | 115 | 1 | Closed | 0.00406 | 0.01677 | 0.00278 | 1 | 0 | 167 | 556 | 210 | 2.7 | 3.4 | 2035 | Old | Closed | 0 | 0 | 0 | 0 | 0 | FALSE
853_854_1 | 853 | MERRITT PARK | Hudson Valley | Hudson Valley | 115 | 854 | WICCOPEE | 115 | 1 | Closed | 0.00337 | 0.01393 | 0.00231 | 1 | 0 | 167 | 556 | 210 | 2 | 2.8 | 2036 | Old | Closed | 0 | 0 | 0 | 0 | 0 | FALSE
854_859_1 | 854 | WICCOPEE | Hudson Valley | Hudson Valley | 115 | 859 | SHENANDOAH | 115 | 1 | Closed | 0.00185 | 0.00765 | 0.00127 | 1 | 0 | 167 | 556 | 210 | 0.6 | 1.5 | 2037 | Old | Closed | 0 | 0 | 0 | 0 | 0 | FALSE
855_856_1 | 855 | NEW SPACKENKILL | Hudson Valley | Hudson Valley | 115 | 856 | KNAPPS CORNERS | 115 | 1 | Closed | 0.00301 | 0.01246 | 0.00206 | 1 | 0 | 216 | 216 | 260 | 2.3 | 2.5 | 2038 | Old | Closed | 0 | 0 | 0 | 0 | 0 | FALSE
857_860_1 | 857 | FISHKILL PLAINS | Hudson Valley | Hudson Valley | 115 | 860 | NORTH CHELSEA | 115 | 1 | Closed | 0.0088 | 0.03639 | 0.00603 | 1 | 0 | 198 | 556 | 260 | 5.5 | 7.3 | 2039 | Old | Closed | 0 | 0 | 0 | 0 | 0 | FALSE
857_862_1 | 857 | FISHKILL PLAINS | Hudson Valley | Hudson Valley | 115 | 862 | SYLVAN LAKE | 115 | 1 | Closed | 0.0106 | 0.04383 | 0.00726 | 1 | 0 | 198 | 556 | 260 | 6.2 | 8.8 | 2040 | Old | Closed | 0 | 0 | 0 | 0 | 0 | FALSE
858_1524_1 | 858 | E. FISHKILL | Hudson Valley | Hudson Valley | 345 | 1524 | E. FISHKILL | 115 | 1 | Closed | 0.0006 | 0.0524 | 0 | 1 | 0 | 417 | 518 | 599 | 0 | 0 | 2041 | Old | Closed | 0 | 0 | 0 | 0 | 0 | FALSE
858_902_1 | 858 | E. FISHKILL | Hudson Valley | Hudson Valley | 345 | 902 | WOOD STREET | 345 | 1 | Closed | 0.00047 | 0.00713 | 0.18428 | 1 | 0 | 1216 | 2454 | 1804 | 14.9 | 17.9 | 2042 | Old | Closed | 0 | 0 | 0 | 0 | 0 | FALSE
858_902_2 | 858 | E. FISHKILL | Hudson Valley | Hudson Valley | 345 | 902 | WOOD STREET | 345 | 2 | Closed | 0.00047 | 0.00713 | 0.18426 | 1 | 0 | 1216 | 2454 | 1804 | 14.9 | 17.9 | 2043 | Old | Closed | 0 | 0 | 0 | 0 | 0 | FALSE
86_87_1 | 86 | UNKNOWN124575 | West | West | 115 | 87 | UNKNOWN124576 | 115 | 1 | Closed | 0.00291 | 0.01205 | 0.00199 | 1 | 0 | 167 | 556 | 210 | 1.2 | 2.4 | 2044 | Old | Closed | 0 | 0 | 0 | 0 | 0 | FALSE
861_862_1 | 861 | PAWLING | Hudson Valley | Hudson Valley | 115 | 862 | SYLVAN LAKE | 115 | 1 | Closed | 0.01203 | 0.04976 | 0.00824 | 1 | 0 | 198 | 556 | 260 | 6.6 | 10 | 2045 | Old | Closed | 0 | 0 | 0 | 0 | 0 | FALSE
861_906_1 | 861 | PAWLING | Hudson Valley | Hudson Valley | 115 | 906 | UNKNOWN139292 | 115 | 1 | Closed | 0.01911 | 0.07902 | 0.01308 | 1 | 0 | 556 | 556 | 556 | 10.8 | 15.9 | 2046 | Old | Closed | 0 | 0 | 0 | 0 | 0 | FALSE
864_13_1 | 864 | TAP136603 | Capital | Capital | 115 | 13 | UNKNOWN124138 | 115 | 1 | Closed | 0.00811 | 0.03354 | 0.00555 | 1 | 0 | 167 | 556 | 210 | 3.7 | 6.7 | 2047 | Old | Closed | 0 | 0 | 0 | 0 | 0 | FALSE
864_1362_1 | 864 | TAP136603 | Capital | Capital | 115 | 1362 | LASHER | 115 | 1 | Closed | 0.00604 | 0.02498 | 0.00414 | 1 | 0 | 167 | 556 | 210 | 3.7 | 5 | 2048 | Old | Closed | 0 | 0 | 0 | 0 | 0 | FALSE
864_874_1 | 864 | TAP136603 | Capital | Capital | 115 | 874 | BALLSTON | 115 | 1 | Closed | 0.0005 | 0.00207 | 0.00034 | 1 | 0 | 167 | 556 | 210 | 0.4 | 0.4 | 2049 | Old | Closed | 0 | 0 | 0 | 0 | 0 | FALSE
865_13_1 | 865 | TAP136604 | Capital | Capital | 115 | 13 | UNKNOWN124138 | 115 | 1 | Closed | 0.00813 | 0.03361 | 0.00557 | 1 | 0 | 167 | 556 | 210 | 3.7 | 6.8 | 2050 | Old | Closed | 0 | 0 | 0 | 0 | 0 | FALSE
865_869_1 | 865 | TAP136604 | Capital | Capital | 115 | 869 | TAP136608 | 115 | 1 | Closed | 0.01307 | 0.05406 | 0.00895 | 1 | 0 | 167 | 556 | 210 | 8.5 | 10.9 | 2051 | Old | Closed | 0 | 0 | 0 | 0 | 0 | FALSE
865_874_1 | 865 | TAP136604 | Capital | Capital | 115 | 874 | BALLSTON | 115 | 1 | Closed | 0.00054 | 0.00221 | 0.00037 | 1 | 0 | 167 | 556 | 210 | 0.4 | 0.4 | 2052 | Old | Closed | 0 | 0 | 0 | 0 | 0 | FALSE
866_194_1 | 866 | TAP136605 | Capital | Capital | 115 | 194 | UNKNOWN125053 | 115 | 1 | Closed | 0.00905 | 0.03741 | 0.0062 | 1 | 0 | 167 | 556 | 210 | 4.3 | 7.5 | 2053 | Old | Closed | 0 | 0 | 0 | 0 | 0 | FALSE
866_873_1 | 866 | TAP136605 | Capital | Capital | 115 | 873 | MULBERRY | 115 | 1 | Closed | 7e-05 | 0.0003 | 5e-05 | 1 | 0 | 167 | 556 | 210 | 0 | 0.1 | 2054 | Old | Closed | 0 | 0 | 0 | 0 | 0 | FALSE
867_194_1 | 867 | TAP136606 | Capital | Capital | 115 | 194 | UNKNOWN125053 | 115 | 1 | Closed | 0.00907 | 0.03749 | 0.00621 | 1 | 0 | 167 | 556 | 210 | 4.3 | 7.5 | 2055 | Old | Closed | 0 | 0 | 0 | 0 | 0 | FALSE
867_873_1 | 867 | TAP136606 | Capital | Capital | 115 | 873 | MULBERRY | 115 | 1 | Closed | 7e-05 | 0.00028 | 5e-05 | 1 | 0 | 167 | 556 | 210 | 0 | 0.1 | 2056 | Old | Closed | 0 | 0 | 0 | 0 | 0 | FALSE
868_1362_1 | 868 | TAP136607 | Capital | Capital | 115 | 1362 | LASHER | 115 | 1 | Closed | 0.00737 | 0.03046 | 0.00504 | 1 | 0 | 167 | 556 | 210 | 5.9 | 6.1 | 2057 | Old | Closed | 0 | 0 | 0 | 0 | 0 | FALSE
868_1507_1 | 868 | TAP136607 | Capital | Capital | 115 | 1507 | ROTTERDAM | 115 | 1 | Closed | 0.0064 | 0.02646 | 0.00438 | 1 | 0 | 167 | 556 | 210 | 4.9 | 5.3 | 2058 | Old | Closed | 0 | 0 | 0 | 0 | 0 | FALSE
868_875_1 | 868 | TAP136607 | Capital | Capital | 115 | 875 | SWAGGERTOWN | 115 | 1 | Closed | 9e-05 | 0.00037 | 6e-05 | 1 | 0 | 167 | 556 | 210 | 0 | 0.1 | 2059 | Old | Closed | 0 | 0 | 0 | 0 | 0 | FALSE
869_1507_1 | 869 | TAP136608 | Capital | Capital | 115 | 1507 | ROTTERDAM | 115 | 1 | Closed | 0.00638 | 0.0264 | 0.00437 | 1 | 0 | 167 | 556 | 210 | 4.9 | 5.3 | 2060 | Old | Closed | 0 | 0 | 0 | 0 | 0 | FALSE
869_875_1 | 869 | TAP136608 | Capital | Capital | 115 | 875 | SWAGGERTOWN | 115 | 1 | Closed | 4e-05 | 0.00016 | 3e-05 | 1 | 0 | 167 | 556 | 210 | 0 | 0 | 2061 | Old | Closed | 0 | 0 | 0 | 0 | 0 | FALSE
87_1368_1 | 87 | UNKNOWN124576 | West | West | 115 | 1368 | TAP160986 | 115 | 1 | Closed | 0.01345 | 0.0556 | 0.00921 | 1 | 0 | 167 | 556 | 210 | 7.7 | 11.2 | 2062 | Old | Closed | 0 | 0 | 0 | 0 | 0 | FALSE
87_88_1 | 87 | UNKNOWN124576 | West | West | 115 | 88 | YORKSHIRE | 115 | 1 | Closed | 0.00235 | 0.00972 | 0.00161 | 1 | 0 | 167 | 556 | 210 | 1.4 | 2 | 2063 | Old | Closed | 0 | 0 | 0 | 0 | 0 | FALSE
870_1508_1 | 870 | TAP136609 | Capital | Capital | 115 | 1508 | EASTOVER | 115 | 1 | Closed | 0.01028 | 0.04252 | 0.00704 | 1 | 0 | 167 | 556 | 210 | 6.8 | 8.5 | 2064 | Old | Closed | 0 | 0 | 0 | 0 | 0 | FALSE
870_693_1 | 870 | TAP136609 | Capital | Capital | 115 | 693 | BATTENKILL | 115 | 1 | Closed | 0.0174 | 0.07196 | 0.01192 | 1 | 0 | 167 | 556 | 210 | 14.4 | 14.5 | 2065 | Old | Closed | 0 | 0 | 0 | 0 | 0 | FALSE
870_867_1 | 870 | TAP136609 | Capital | Capital | 115 | 867 | TAP136606 | 115 | 1 | Closed | 0.00629 | 0.026 | 0.00431 | 1 | 0 | 167 | 556 | 210 | 4 | 5.2 | 2066 | Old | Closed | 0 | 0 | 0 | 0 | 0 | FALSE
871_1508_1 | 871 | TAP136610 | Capital | Capital | 115 | 1508 | EASTOVER | 115 | 1 | Closed | 0.0104 | 0.043 | 0.00712 | 1 | 0 | 167 | 556 | 210 | 6.8 | 8.6 | 2067 | Old | Closed | 0 | 0 | 0 | 0 | 0 | FALSE
871_866_1 | 871 | TAP136610 | Capital | Capital | 115 | 866 | TAP136605 | 115 | 1 | Closed | 0.00625 | 0.02585 | 0.00428 | 1 | 0 | 167 | 556 | 210 | 4 | 5.2 | 2068 | Old | Closed | 0 | 0 | 0 | 0 | 0 | FALSE
871_872_1 | 871 | TAP136610 | Capital | Capital | 115 | 872 | TAP136611 | 115 | 1 | Closed | 0.00084 | 0.00349 | 0.00058 | 1 | 0 | 167 | 556 | 210 | 0.7 | 0.7 | 2069 | Old | Closed | 0 | 0 | 0 | 0 | 0 | FALSE
872_12_1 | 872 | TAP136611 | Capital | Capital | 115 | 12 | UNKNOWN124137 | 115 | 1 | Closed | 5e-05 | 0.00019 | 3e-05 | 1 | 0 | 167 | 556 | 210 | 0 | 0 | 2070 | Old | Closed | 0 | 0 | 0 | 0 | 0 | FALSE
872_683_1 | 872 | TAP136611 | Capital | Capital | 115 | 683 | MOHICAN | 115 | 1 | Closed | 0.03434 | 0.14201 | 0.02351 | 1 | 0 | 167 | 556 | 210 | 26.4 | 28.6 | 2071 | Old | Closed | 0 | 0 | 0 | 0 | 0 | FALSE
876_1439_1 | 876 | TAP138436 | Genesse | Genesse | 115 | 1439 | TAP167223 | 115 | 1 | Closed | 0.01518 | 0.06277 | 0.01039 | 1 | 0 | 167 | 556 | 210 | 9.1 | 12.6 | 2072 | Old | Closed | 0 | 0 | 0 | 0 | 0 | FALSE
876_1550_1 | 876 | TAP138436 | Genesse | Genesse | 115 | 1550 | PANNELL | 115 | 1 | Closed | 0.0002 | 0.00081 | 0.00013 | 1 | 0 | 556 | 556 | 556 | 0.1 | 0.2 | 2073 | Old | Closed | 0 | 0 | 0 | 0 | 0 | FALSE
876_884_1 | 876 | TAP138436 | Genesse | Genesse | 115 | 884 | TAP138445 | 115 | 1 | Closed | 0.01867 | 0.07722 | 0.01279 | 1 | 0 | 185 | 556 | 210 | 10.5 | 15.5 | 2074 | Old | Closed | 0 | 0 | 0 | 0 | 0 | FALSE
877_198_1 | 877 | TAP138437 | Genesse | Genesse | 115 | 198 | HOGAN RD | 115 | 1 | Closed | 7e-05 | 0.00029 | 5e-05 | 1 | 0 | 167 | 556 | 210 | 0 | 0.1 | 2075 | Old | Closed | 0 | 0 | 0 | 0 | 0 | FALSE
877_211_1 | 877 | TAP138437 | Genesse | Genesse | 115 | 211 | FARMINGTON | 115 | 1 | Closed | 0.01101 | 0.04552 | 0.00754 | 1 | 0 | 167 | 556 | 210 | 6.7 | 9.2 | 2076 | Old | Closed | 0 | 0 | 0 | 0 | 0 | FALSE
877_879_1 | 877 | TAP138437 | Genesse | Genesse | 115 | 879 | TAP138439 | 115 | 1 | Closed | 0.00215 | 0.00889 | 0.00147 | 1 | 0 | 167 | 556 | 210 | 1.2 | 1.8 | 2077 | Old | Closed | 0 | 0 | 0 | 0 | 0 | FALSE
878_1458_1 | 878 | TAP138438 | Genesse | Genesse | 115 | 1458 | TAP173329 | 115 | 1 | Closed | 0.01921 | 0.07942 | 0.01315 | 1 | 0 | 167 | 556 | 210 | 11.4 | 16 | 2078 | Old | Closed | 0 | 0 | 0 | 0 | 0 | FALSE
878_198_1 | 878 | TAP138438 | Genesse | Genesse | 115 | 198 | HOGAN RD | 115 | 1 | Closed | 0.00011 | 0.00046 | 8e-05 | 1 | 0 | 167 | 556 | 210 | 0 | 0.1 | 2079 | Old | Closed | 0 | 0 | 0 | 0 | 0 | FALSE
878_880_1 | 878 | TAP138438 | Genesse | Genesse | 115 | 880 | TAP138440 | 115 | 1 | Closed | 0.00216 | 0.00893 | 0.00148 | 1 | 0 | 167 | 556 | 210 | 1.2 | 1.8 | 2080 | Old | Closed | 0 | 0 | 0 | 0 | 0 | FALSE
879_221_1 | 879 | TAP138439 | Genesse | Genesse | 115 | 221 | FAIRPORT | 115 | 1 | Closed | 4e-05 | 0.00015 | 2e-05 | 1 | 0 | 167 | 556 | 210 | 0 | 0 | 2081 | Old | Closed | 0 | 0 | 0 | 0 | 0 | FALSE
879_881_1 | 879 | TAP138439 | Genesse | Genesse | 115 | 881 | TAP138442 | 115 | 1 | Closed | 0.00879 | 0.03636 | 0.00602 | 1 | 0 | 167 | 556 | 210 | 5.3 | 7.3 | 2082 | Old | Closed | 0 | 0 | 0 | 0 | 0 | FALSE
88_1391_1 | 88 | YORKSHIRE | West | West | 115 | 1391 | TAP161103 | 115 | 1 | Closed | 0.00076 | 0.00313 | 0.00052 | 1 | 0 | 167 | 556 | 210 | 0.4 | 0.6 | 2083 | Old | Closed | 0 | 0 | 0 | 0 | 0 | FALSE
880_221_1 | 880 | TAP138440 | Genesse | Genesse | 115 | 221 | FAIRPORT | 115 | 1 | Closed | 4e-05 | 0.00016 | 3e-05 | 1 | 0 | 167 | 556 | 210 | 0 | 0 | 2084 | Old | Closed | 0 | 0 | 0 | 0 | 0 | FALSE
880_882_1 | 880 | TAP138440 | Genesse | Genesse | 115 | 882 | TAP138443 | 115 | 1 | Closed | 0.00875 | 0.0362 | 0.00599 | 1 | 0 | 167 | 556 | 210 | 5.3 | 7.3 | 2085 | Old | Closed | 0 | 0 | 0 | 0 | 0 | FALSE
881_1_1 | 881 | TAP138442 | Genesse | Genesse | 115 | 1 | MORTIMER | 115 | 1 | Closed | 0.00926 | 0.0383 | 0.00634 | 1 | 0 | 167 | 556 | 210 | 5.6 | 7.7 | 2086 | Old | Closed | 0 | 0 | 0 | 0 | 0 | FALSE
881_200_1 | 881 | TAP138442 | Genesse | Genesse | 115 | 200 | STATION #52 | 115 | 1 | Closed | 4e-05 | 0.00017 | 3e-05 | 1 | 0 | 116 | 556 | 145 | 0 | 0 | 2087 | Old | Closed | 0 | 0 | 0 | 0 | 0 | FALSE
881_200_2 | 881 | TAP138442 | Genesse | Genesse | 115 | 200 | STATION #52 | 115 | 2 | Closed | 4e-05 | 0.00017 | 3e-05 | 1 | 0 | 116 | 556 | 145 | 0 | 0 | 2088 | Old | Closed | 0 | 0 | 0 | 0 | 0 | FALSE
882_1_1 | 882 | TAP138443 | Genesse | Genesse | 115 | 1 | MORTIMER | 115 | 1 | Closed | 0.00917 | 0.03791 | 0.00628 | 1 | 0 | 167 | 556 | 210 | 5.6 | 7.6 | 2089 | Old | Closed | 0 | 0 | 0 | 0 | 0 | FALSE
882_200_1 | 882 | TAP138443 | Genesse | Genesse | 115 | 200 | STATION #52 | 115 | 1 | Closed | 4e-05 | 0.00018 | 3e-05 | 1 | 0 | 116 | 556 | 145 | 0 | 0 | 2090 | Old | Closed | 0 | 0 | 0 | 0 | 0 | FALSE
882_200_2 | 882 | TAP138443 | Genesse | Genesse | 115 | 200 | STATION #52 | 115 | 2 | Closed | 4e-05 | 0.00018 | 3e-05 | 1 | 0 | 116 | 556 | 145 | 0 | 0 | 2091 | Old | Closed | 0 | 0 | 0 | 0 | 0 | FALSE
883_1_1 | 883 | TAP138444 | Genesse | Genesse | 115 | 1 | MORTIMER | 115 | 1 | Closed | 0.00543 | 0.02247 | 0.00372 | 1 | 0 | 167 | 556 | 210 | 3.3 | 4.5 | 2092 | Old | Closed | 0 | 0 | 0 | 0 | 0 | FALSE
883_201_1 | 883 | TAP138444 | Genesse | Genesse | 115 | 201 | UNKNOWN125119 | 115 | 1 | Closed | 2e-05 | 9e-05 | 2e-05 | 1 | 0 | 167 | 556 | 210 | 0 | 0 | 2093 | Old | Closed | 0 | 0 | 0 | 0 | 0 | FALSE
883_884_1 | 883 | TAP138444 | Genesse | Genesse | 115 | 884 | TAP138445 | 115 | 1 | Closed | 2e-05 | 9e-05 | 1e-05 | 1 | 0 | 167 | 556 | 210 | 0 | 0 | 2094 | Old | Closed | 0 | 0 | 0 | 0 | 0 | FALSE
884_201_1 | 884 | TAP138445 | Genesse | Genesse | 115 | 201 | UNKNOWN125119 | 115 | 1 | Closed | 2e-05 | 0.0001 | 2e-05 | 1 | 0 | 167 | 556 | 210 | 0 | 0 | 2095 | Old | Closed | 0 | 0 | 0 | 0 | 0 | FALSE
885_129_1 | 885 | TAP138446 | Genesse | Genesse | 115 | 129 | UNKNOWN124706 | 115 | 1 | Closed | 0.00241 | 0.00998 | 0.00165 | 1 | 0 | 167 | 556 | 210 | 1.2 | 2 | 2096 | Old | Closed | 0 | 0 | 0 | 0 | 0 | FALSE
885_245_1 | 885 | TAP138446 | Genesse | Genesse | 115 | 245 | UNKNOWN125188 | 115 | 1 | Closed | 3e-05 | 0.00012 | 2e-05 | 1 | 0 | 167 | 556 | 210 | 0 | 0 | 2097 | Old | Closed | 0 | 0 | 0 | 0 | 0 | FALSE
885_246_1 | 885 | TAP138446 | Genesse | Genesse | 115 | 246 | UNKNOWN125189 | 115 | 1 | Closed | 0.00308 | 0.01273 | 0.00211 | 1 | 0 | 167 | 556 | 210 | 1.9 | 2.6 | 2098 | Old | Closed | 0 | 0 | 0 | 0 | 0 | FALSE
886_130_1 | 886 | TAP138447 | Genesse | Genesse | 115 | 130 | UNKNOWN124708 | 115 | 1 | Closed | 0.00033 | 0.00136 | 0.00023 | 1 | 0 | 167 | 556 | 210 | 0.2 | 0.3 | 2099 | Old | Closed | 0 | 0 | 0 | 0 | 0 | FALSE
886_1410_1 | 886 | TAP138447 | Genesse | Genesse | 115 | 1410 | RISER161225 | 115 | 1 | Closed | 0.00295 | 0.01221 | 0.00202 | 1 | 0 | 167 | 556 | 210 | 1.9 | 2.5 | 2100 | Old | Closed | 0 | 0 | 0 | 0 | 0 | FALSE
886_250_1 | 886 | TAP138447 | Genesse | Genesse | 115 | 250 | UNKNOWN125198 | 115 | 1 | Closed | 0.00281 | 0.01161 | 0.00192 | 1 | 0 | 167 | 556 | 210 | 2 | 2.3 | 2101 | Old | Closed | 0 | 0 | 0 | 0 | 0 | FALSE
887_128_1 | 887 | TAP138448 | Genesse | Genesse | 115 | 128 | UNKNOWN124705 | 115 | 1 | Closed | 0.00458 | 0.01894 | 0.00314 | 1 | 0 | 167 | 556 | 210 | 3.3 | 3.8 | 2102 | Old | Closed | 0 | 0 | 0 | 0 | 0 | FALSE
887_216_1 | 887 | TAP138448 | Genesse | Genesse | 115 | 216 | QUAKER #121 | 115 | 1 | Closed | 0.01247 | 0.05157 | 0.00854 | 1 | 0 | 210 | 556 | 210 | 9.9 | 10.4 | 2103 | Old | Closed | 0 | 0 | 0 | 0 | 0 | FALSE
887_219_1 | 887 | TAP138448 | Genesse | Genesse | 115 | 219 | STATION #204 | 115 | 1 | Closed | 0.00011 | 0.00045 | 7e-05 | 1 | 0 | 167 | 556 | 210 | 0.1 | 0.1 | 2104 | Old | Closed | 0 | 0 | 0 | 0 | 0 | FALSE
888_128_1 | 888 | TAP138449 | Genesse | Genesse | 115 | 128 | UNKNOWN124705 | 115 | 1 | Closed | 0.00425 | 0.01759 | 0.00291 | 1 | 0 | 167 | 556 | 210 | 3.2 | 3.5 | 2105 | Old | Closed | 0 | 0 | 0 | 0 | 0 | FALSE
888_217_1 | 888 | TAP138449 | Genesse | Genesse | 115 | 217 | UNKNOWN125153 | 115 | 1 | Closed | 0.01136 | 0.04696 | 0.00778 | 1 | 0 | 167 | 556 | 210 | 5.7 | 9.4 | 2106 | Old | Closed | 0 | 0 | 0 | 0 | 0 | FALSE
888_219_1 | 888 | TAP138449 | Genesse | Genesse | 115 | 219 | STATION #204 | 115 | 1 | Closed | 0.00032 | 0.00131 | 0.00022 | 1 | 0 | 167 | 556 | 210 | 0.1 | 0.3 | 2107 | Old | Closed | 0 | 0 | 0 | 0 | 0 | FALSE
889_1000_1 | 889 | TAP138728 | West | West | 115 | 1000 | TAP140136 | 115 | 1 | Closed | 0.03653 | 0.15104 | 0.02501 | 1 | 0 | 167 | 556 | 210 | 19.1 | 30.4 | 2108 | Old | Closed | 0 | 0 | 0 | 0 | 0 | FALSE
889_67_1 | 889 | TAP138728 | West | West | 115 | 67 | CUMMINS | 115 | 1 | Closed | 0.00077 | 0.00317 | 0.00052 | 1 | 0 | 167 | 556 | 210 | 0.6 | 0.6 | 2109 | Old | Closed | 0 | 0 | 0 | 0 | 0 | FALSE
889_890_1 | 889 | TAP138728 | West | West | 115 | 890 | TAP138729 | 115 | 1 | Closed | 0.002 | 0.00829 | 0.00137 | 1 | 0 | 167 | 556 | 210 | 1.3 | 1.7 | 2110 | Old | Closed | 0 | 0 | 0 | 0 | 0 | FALSE
89_1391_1 | 89 | ARCADE | West | West | 115 | 1391 | TAP161103 | 115 | 1 | Closed | 0.00012 | 0.00051 | 8e-05 | 1 | 0 | 167 | 556 | 210 | 0.1 | 0.1 | 2111 | Old | Closed | 0 | 0 | 0 | 0 | 0 | FALSE
890_66_1 | 890 | TAP138729 | West | West | 115 | 66 | BAKER ST | 115 | 1 | Closed | 5e-05 | 0.00019 | 3e-05 | 1 | 0 | 167 | 556 | 210 | 0 | 0 | 2112 | Old | Closed | 0 | 0 | 0 | 0 | 0 | FALSE
890_891_1 | 890 | TAP138729 | West | West | 115 | 891 | TAP138730 | 115 | 1 | Closed | 2e-05 | 8e-05 | 1e-05 | 1 | 0 | 167 | 556 | 210 | 0 | 0 | 2113 | Old | Closed | 0 | 0 | 0 | 0 | 0 | FALSE
891_66_1 | 891 | TAP138730 | West | West | 115 | 66 | BAKER ST | 115 | 1 | Closed | 5e-05 | 0.00022 | 4e-05 | 1 | 0 | 167 | 556 | 210 | 0 | 0 | 2114 | Old | Closed | 0 | 0 | 0 | 0 | 0 | FALSE
891_69_1 | 891 | TAP138730 | West | West | 115 | 69 | FALCONER | 115 | 1 | Closed | 0.01523 | 0.06298 | 0.01043 | 1 | 0 | 167 | 556 | 210 | 7.1 | 12.7 | 2115 | Old | Closed | 0 | 0 | 0 | 0 | 0 | FALSE
892_1332_1 | 892 | TAP138731 | West | West | 115 | 1332 | TAP155788 | 115 | 1 | Closed | 0.00226 | 0.00934 | 0.00155 | 1 | 0 | 167 | 556 | 210 | 1.3 | 1.9 | 2116 | Old | Closed | 0 | 0 | 0 | 0 | 0 | FALSE
892_1425_1 | 892 | TAP138731 | West | West | 115 | 1425 | DEADEND166942 | 115 | 1 | Closed | 0.00173 | 0.00714 | 0.00118 | 1 | 0 | 167 | 556 | 210 | 0.9 | 1.4 | 2117 | Old | Closed | 0 | 0 | 0 | 0 | 0 | FALSE
893_1326_1 | 893 | TAP138732 | West | West | 115 | 1326 | TAP146137 | 115 | 1 | Closed | 0.00087 | 0.00362 | 0.0006 | 1 | 0 | 167 | 556 | 210 | 0.6 | 0.7 | 2118 | Old | Closed | 0 | 0 | 0 | 0 | 0 | FALSE
893_1416_1 | 893 | TAP138732 | West | West | 115 | 1416 | TAP161767 | 115 | 1 | Closed | 0.00086 | 0.00357 | 0.00059 | 1 | 0 | 167 | 556 | 210 | 0.5 | 0.7 | 2119 | Old | Closed | 0 | 0 | 0 | 0 | 0 | FALSE
893_75_1 | 893 | TAP138732 | West | West | 115 | 75 | E DUNKIRK | 115 | 1 | Closed | 2e-05 | 7e-05 | 1e-05 | 1 | 0 | 167 | 556 | 210 | 0 | 0 | 2120 | Old | Closed | 0 | 0 | 0 | 0 | 0 | FALSE
893_76_1 | 893 | TAP138732 | West | West | 115 | 76 | UNKNOWN124354 | 115 | 1 | Closed | 0.00037 | 0.00152 | 0.00025 | 1 | 0 | 167 | 556 | 210 | 0.2 | 0.3 | 2121 | Old | Closed | 0 | 0 | 0 | 0 | 0 | FALSE
893_76_2 | 893 | TAP138732 | West | West | 115 | 76 | UNKNOWN124354 | 115 | 2 | Closed | 0.00037 | 0.00151 | 0.00025 | 1 | 0 | 167 | 556 | 210 | 0.2 | 0.3 | 2122 | Old | Closed | 0 | 0 | 0 | 0 | 0 | FALSE
894_111_1 | 894 | TAP139102 | Central | Central | 115 | 111 | UNKNOWN124641 | 115 | 1 | Closed | 8e-05 | 0.00032 | 5e-05 | 1 | 0 | 167 | 556 | 210 | 0.1 | 0.1 | 2123 | Old | Closed | 0 | 0 | 0 | 0 | 0 | FALSE
894_133_1 | 894 | TAP139102 | Central | Central | 115 | 133 | UNKNOWN124726 | 115 | 1 | Closed | 0.00838 | 0.03467 | 0.00574 | 1 | 0 | 167 | 556 | 210 | 5.5 | 7 | 2124 | Old | Closed | 0 | 0 | 0 | 0 | 0 | FALSE
894_895_1 | 894 | TAP139102 | Central | Central | 115 | 895 | TAP139103 | 115 | 1 | Closed | 1e-05 | 3e-05 | 1e-05 | 1 | 0 | 167 | 556 | 210 | 0 | 0 | 2125 | Old | Closed | 0 | 0 | 0 | 0 | 0 | FALSE
895_111_1 | 895 | TAP139103 | Central | Central | 115 | 111 | UNKNOWN124641 | 115 | 1 | Closed | 8e-05 | 0.00031 | 5e-05 | 1 | 0 | 167 | 556 | 210 | 0.1 | 0.1 | 2126 | Old | Closed | 0 | 0 | 0 | 0 | 0 | FALSE
895_1171_1 | 895 | TAP139103 | Central | Central | 115 | 1171 | TAP141049 | 115 | 1 | Closed | 0.00754 | 0.03117 | 0.00516 | 1 | 0 | 167 | 556 | 210 | 4.8 | 6.3 | 2127 | Old | Closed | 0 | 0 | 0 | 0 | 0 | FALSE
896_124_1 | 896 | TAP139104 | Central | Central | 115 | 124 | UNKNOWN124668 | 115 | 1 | Closed | 0.00568 | 0.02349 | 0.00389 | 1 | 0 | 167 | 556 | 210 | 3.9 | 4.7 | 2128 | Old | Closed | 0 | 0 | 0 | 0 | 0 | FALSE
896_147_1 | 896 | TAP139104 | Central | Central | 115 | 147 | UNKNOWN124823 | 115 | 1 | Closed | 0.00081 | 0.00333 | 0.00055 | 1 | 0 | 167 | 556 | 210 | 0.5 | 0.7 | 2129 | Old | Closed | 0 | 0 | 0 | 0 | 0 | FALSE
896_29_1 | 896 | TAP139104 | Central | Central | 115 | 29 | UNKNOWN124194 | 115 | 1 | Closed | 0.02749 | 0.11366 | 0.01882 | 1 | 0 | 167 | 556 | 210 | 21.9 | 22.9 | 2130 | Old | Closed | 0 | 0 | 0 | 0 | 0 | FALSE
897_900_1 | 897 | MILLWOOD | Millwood | Millwood | 345 | 900 | BUCHANAN | 345 | 1 | Closed | 0.00033 | 0.00501 | 0.12951 | 1 | 0 | 1725 | 1725 | 1804 | 9.1 | 12.6 | 2131 | Old | Closed | 0 | 0 | 0 | 0 | 0 | FALSE
897_900_2 | 897 | MILLWOOD | Millwood | Millwood | 345 | 900 | BUCHANAN | 345 | 2 | Closed | 0.00033 | 0.00501 | 0.12941 | 1 | 0 | 1725 | 1725 | 1804 | 9.1 | 12.6 | 2132 | Old | Closed | 0 | 0 | 0 | 0 | 0 | FALSE
897_900_3 | 897 | MILLWOOD | Millwood | Millwood | 345 | 900 | BUCHANAN | 345 | 3 | Closed | 0.00033 | 0.00506 | 0.13082 | 1 | 0 | 1216 | 2454 | 1804 | 9.1 | 12.7 | 2133 | Old | Closed | 0 | 0 | 0 | 0 | 0 | FALSE
9_524_1 | 9 | UNKNOWN124132 | Hudson Valley | Hudson Valley | 115 | 524 | UNKNOWN129024 | 115 | 1 | Closed | 0.01092 | 0.04516 | 0.00748 | 1 | 0 | 556 | 556 | 556 | 5.8 | 9.1 | 2134 | Old | Closed | 0 | 0 | 0 | 0 | 0 | FALSE
9_851_1 | 9 | UNKNOWN124132 | Hudson Valley | Hudson Valley | 115 | 851 | MARLBORO | 115 | 1 | Closed | 0.00323 | 0.01336 | 0.00221 | 1 | 0 | 240 | 556 | 265 | 1.7 | 2.7 | 2135 | Old | Closed | 0 | 0 | 0 | 0 | 0 | FALSE
90_1391_1 | 90 | BIXBY HILL | West | West | 115 | 1391 | TAP161103 | 115 | 1 | Closed | 0.0018 | 0.00743 | 0.00123 | 1 | 0 | 167 | 556 | 210 | 1.1 | 1.5 | 2136 | Old | Closed | 0 | 0 | 0 | 0 | 0 | FALSE
90_91_1 | 90 | BIXBY HILL | West | West | 115 | 91 | UNKNOWN124580 | 115 | 1 | Closed | 0.0024 | 0.00994 | 0.00165 | 1 | 0 | 167 | 556 | 210 | 1.5 | 2 | 2137 | Old | Closed | 0 | 0 | 0 | 0 | 0 | FALSE
900_1525_1 | 900 | BUCHANAN | Millwood | Millwood | 345 | 1525 | BUCHANAN | 115 | 1 | Closed | 0.00124 | 0.0559 | 0 | 1 | 0 | 350 | 350 | 350 | 0 | 0 | 2138 | Old | Closed | 0 | 0 | 0 | 0 | 0 | FALSE
901_905_1 | 901 | CROTON FALLS | Hudson Valley | Millwood | 115 | 905 | UNKNOWN139291 | 115 | 1 | Closed | 0.0063 | 0.02605 | 0.00431 | 1 | 0 | 556 | 556 | 556 | 4 | 5.2 | 2139 | Old | Closed | 0 | 0 | 0 | 0 | 0 | FALSE
901_906_1 | 901 | CROTON FALLS | Hudson Valley | Hudson Valley | 115 | 906 | UNKNOWN139292 | 115 | 1 | Closed | 0.00709 | 0.0293 | 0.00485 | 1 | 0 | 556 | 556 | 556 | 4.6 | 5.9 | 2140 | Old | Closed | 0 | 0 | 0 | 0 | 0 | FALSE
902_1526_1 | 902 | WOOD STREET | Hudson Valley | Hudson Valley | 345 | 1526 | WOOD STREET | 115 | 1 | Closed | 0.0006 | 0.05724 | 0 | 1 | 0 | 700 | 700 | 700 | 0 | 0 | 2141 | Old | Closed | 0 | 0 | 0 | 0 | 0 | FALSE
902_1526_2 | 902 | WOOD STREET | Hudson Valley | Hudson Valley | 345 | 1526 | WOOD STREET | 115 | 2 | Closed | 0.0006 | 0.05724 | 0 | 1 | 0 | 700 | 700 | 700 | 0 | 0 | 2142 | Old | Closed | 0 | 0 | 0 | 0 | 0 | FALSE
902_897_1 | 902 | WOOD STREET | Hudson Valley | Millwood | 345 | 897 | MILLWOOD | 345 | 1 | Closed | 0.00037 | 0.00563 | 0.14565 | 1 | 0 | 1216 | 2454 | 1804 | 11.1 | 14.1 | 2143 | Old | Closed | 0 | 0 | 0 | 0 | 0 | FALSE
902_897_2 | 902 | WOOD STREET | Hudson Valley | Millwood | 345 | 897 | MILLWOOD | 345 | 2 | Closed | 0.00037 | 0.00563 | 0.14542 | 1 | 0 | 1216 | 2454 | 1804 | 11.1 | 14.1 | 2144 | Old | Closed | 0 | 0 | 0 | 0 | 0 | FALSE
902_898_1 | 902 | WOOD STREET | Hudson Valley | Millwood | 345 | 898 | PLEASENTVILLE | 345 | 1 | Closed | 0.00047 | 0.0072 | 0.1861 | 1 | 0 | 1216 | 2454 | 1804 | 14.6 | 18.1 | 2145 | Old | Closed | 0 | 0 | 0 | 0 | 0 | FALSE
902_898_2 | 902 | WOOD STREET | Hudson Valley | Millwood | 345 | 898 | PLEASENTVILLE | 345 | 2 | Closed | 0.00047 | 0.0072 | 0.18608 | 1 | 0 | 1216 | 2454 | 1804 | 14.6 | 18.1 | 2146 | Old | Closed | 0 | 0 | 0 | 0 | 0 | FALSE
903_1401_1 | 903 | ARMAWALK | Millwood | Hudson Valley | 115 | 1401 | TAP161212 | 115 | 1 | Closed | 0.009 | 0.03722 | 0.00616 | 1 | 0 | 556 | 556 | 556 | 5.8 | 7.5 | 2147 | Old | Closed | 0 | 0 | 0 | 0 | 0 | FALSE
903_904_1 | 903 | ARMAWALK | Millwood | Millwood | 115 | 904 | KATONAH | 115 | 1 | Closed | 0.0083 | 0.03433 | 0.00568 | 1 | 0 | 167 | 556 | 210 | 4.5 | 6.9 | 2148 | Old | Closed | 0 | 0 | 0 | 0 | 0 | FALSE
903_904_2 | 903 | ARMAWALK | Millwood | Millwood | 115 | 904 | KATONAH | 115 | 2 | Closed | 0.0083 | 0.03433 | 0.00568 | 1 | 0 | 167 | 556 | 210 | 4.5 | 6.9 | 2149 | Old | Closed | 0 | 0 | 0 | 0 | 0 | FALSE
904_905_1 | 904 | KATONAH | Millwood | Millwood | 115 | 905 | UNKNOWN139291 | 115 | 1 | Closed | 0.00222 | 0.0092 | 0.00152 | 1 | 0 | 167 | 556 | 210 | 1.4 | 1.8 | 2150 | Old | Closed | 0 | 0 | 0 | 0 | 0 | FALSE
907_1306_1 | 907 | TAP139298 | Central | Mohawk Valley | 115 | 1306 | PETERBORO | 115 | 1 | Closed | 0.01807 | 0.07472 | 0.01237 | 1 | 0 | 167 | 556 | 210 | 10.9 | 15 | 2151 | Old | Closed | 0 | 0 | 0 | 0 | 0 | FALSE
907_168_1 | 907 | TAP139298 | Central | Mohawk Valley | 115 | 168 | BRIDGEPORT | 115 | 1 | Closed | 0.00226 | 0.00934 | 0.00155 | 1 | 0 | 167 | 556 | 210 | 1.5 | 1.9 | 2152 | Old | Closed | 0 | 0 | 0 | 0 | 0 | FALSE
907_171_1 | 907 | TAP139298 | Central | Central | 115 | 171 | TEAL | 115 | 1 | Closed | 0.01623 | 0.06711 | 0.01111 | 1 | 0 | 167 | 556 | 210 | 8.5 | 13.5 | 2153 | Old | Closed | 0 | 0 | 0 | 0 | 0 | FALSE
908_1103_1 | 908 | TAP139299 | Central | Central | 115 | 1103 | TAP140465 | 115 | 1 | Closed | 0.00965 | 0.03989 | 0.0066 | 1 | 0 | 167 | 556 | 210 | 5.9 | 8 | 2154 | Old | Closed | 0 | 0 | 0 | 0 | 0 | FALSE
908_24_1 | 908 | TAP139299 | Central | Central | 115 | 24 | UNKNOWN124162 | 115 | 1 | Closed | 0.00179 | 0.00742 | 0.00123 | 1 | 0 | 167 | 556 | 210 | 1.1 | 1.5 | 2155 | Old | Closed | 0 | 0 | 0 | 0 | 0 | FALSE
909_366_1 | 909 | TAP139300 | Mohawk Valley | Mohawk Valley | 115 | 366 | DELPHI | 115 | 1 | Closed | 0.01358 | 0.05614 | 0.0093 | 1 | 0 | 167 | 556 | 210 | 9.7 | 11.3 | 2156 | Old | Closed | 0 | 0 | 0 | 0 | 0 | FALSE
909_367_1 | 909 | TAP139300 | Mohawk Valley | Mohawk Valley | 115 | 367 | UNKNOWN125571 | 115 | 1 | Closed | 6e-05 | 0.00025 | 4e-05 | 1 | 0 | 167 | 556 | 210 | 0.1 | 0 | 2157 | Old | Closed | 0 | 0 | 0 | 0 | 0 | FALSE
909_910_1 | 909 | TAP139300 | Mohawk Valley | Mohawk Valley | 115 | 910 | TAP139301 | 115 | 1 | Closed | 0.00292 | 0.01208 | 0.002 | 1 | 0 | 167 | 556 | 210 | 2.2 | 2.4 | 2158 | Old | Closed | 0 | 0 | 0 | 0 | 0 | FALSE
910_368_1 | 910 | TAP139301 | Mohawk Valley | Mohawk Valley | 115 | 368 | FENNER | 115 | 1 | Closed | 5e-05 | 0.00022 | 4e-05 | 1 | 0 | 167 | 556 | 210 | 0 | 0 | 2159 | Old | Closed | 0 | 0 | 0 | 0 | 0 | FALSE
910_911_1 | 910 | TAP139301 | Mohawk Valley | Mohawk Valley | 115 | 911 | TAP139302 | 115 | 1 | Closed | 4e-05 | 0.00015 | 3e-05 | 1 | 0 | 167 | 556 | 210 | 0 | 0 | 2160 | Old | Closed | 0 | 0 | 0 | 0 | 0 | FALSE
911_368_1 | 911 | TAP139302 | Mohawk Valley | Mohawk Valley | 115 | 368 | FENNER | 115 | 1 | Closed | 6e-05 | 0.00025 | 4e-05 | 1 | 0 | 167 | 556 | 210 | 0 | 0 | 2161 | Old | Closed | 0 | 0 | 0 | 0 | 0 | FALSE
911_912_1 | 911 | TAP139302 | Mohawk Valley | Mohawk Valley | 115 | 912 | TAP139303 | 115 | 1 | Closed | 0.00349 | 0.01442 | 0.00239 | 1 | 0 | 167 | 556 | 210 | 2.7 | 2.9 | 2162 | Old | Closed | 0 | 0 | 0 | 0 | 0 | FALSE
912_369_1 | 912 | TAP139303 | Mohawk Valley | Mohawk Valley | 115 | 369 | WHITMAN | 115 | 1 | Closed | 6e-05 | 0.00027 | 4e-05 | 1 | 0 | 167 | 556 | 210 | 0 | 0.1 | 2163 | Old | Closed | 0 | 0 | 0 | 0 | 0 | FALSE
912_380_1 | 912 | TAP139303 | Mohawk Valley | Mohawk Valley | 115 | 380 | ONEIDA | 115 | 1 | Closed | 0.01168 | 0.04828 | 0.00799 | 1 | 0 | 167 | 556 | 210 | 7.4 | 9.7 | 2164 | Old | Closed | 0 | 0 | 0 | 0 | 0 | FALSE
913_24_1 | 913 | TAP139304 | Mohawk Valley | Central | 115 | 24 | UNKNOWN124162 | 115 | 1 | Closed | 0.02737 | 0.11317 | 0.01874 | 1 | 0 | 167 | 556 | 210 | 21 | 22.8 | 2165 | Old | Closed | 0 | 0 | 0 | 0 | 0 | FALSE
913_370_1 | 913 | TAP139304 | Mohawk Valley | Mohawk Valley | 115 | 370 | UNKNOWN125574 | 115 | 1 | Closed | 5e-05 | 0.00022 | 4e-05 | 1 | 0 | 167 | 556 | 210 | 0 | 0 | 2166 | Old | Closed | 0 | 0 | 0 | 0 | 0 | FALSE
913_374_1 | 913 | TAP139304 | Mohawk Valley | Mohawk Valley | 115 | 374 | UNKNOWN125578 | 115 | 1 | Closed | 0.01661 | 0.0687 | 0.01138 | 1 | 0 | 167 | 556 | 210 | 13 | 13.8 | 2167 | Old | Closed | 0 | 0 | 0 | 0 | 0 | FALSE
914_24_1 | 914 | TAP139305 | Mohawk Valley | Central | 115 | 24 | UNKNOWN124162 | 115 | 1 | Closed | 0.03784 | 0.15647 | 0.02591 | 1 | 0 | 167 | 556 | 210 | 29.6 | 31.5 | 2168 | Old | Closed | 0 | 0 | 0 | 0 | 0 | FALSE
914_371_1 | 914 | TAP139305 | Mohawk Valley | Mohawk Valley | 115 | 371 | UNKNOWN125575 | 115 | 1 | Closed | 0.00201 | 0.00829 | 0.00137 | 1 | 0 | 167 | 556 | 210 | 1.2 | 1.7 | 2169 | Old | Closed | 0 | 0 | 0 | 0 | 0 | FALSE
914_374_1 | 914 | TAP139305 | Mohawk Valley | Mohawk Valley | 115 | 374 | UNKNOWN125578 | 115 | 1 | Closed | 0.00616 | 0.02548 | 0.00422 | 1 | 0 | 167 | 556 | 210 | 4.5 | 5.1 | 2170 | Old | Closed | 0 | 0 | 0 | 0 | 0 | FALSE
915_374_1 | 915 | TAP139306 | Mohawk Valley | Mohawk Valley | 115 | 374 | UNKNOWN125578 | 115 | 1 | Closed | 0.00802 | 0.03318 | 0.00549 | 1 | 0 | 167 | 556 | 210 | 4.7 | 6.7 | 2171 | Old | Closed | 0 | 0 | 0 | 0 | 0 | FALSE
915_375_1 | 915 | TAP139306 | Mohawk Valley | Mohawk Valley | 115 | 375 | UNKNOWN125579 | 115 | 1 | Closed | 0.00192 | 0.00793 | 0.00131 | 1 | 0 | 167 | 556 | 210 | 1.2 | 1.6 | 2172 | Old | Closed | 0 | 0 | 0 | 0 | 0 | FALSE
915_376_1 | 915 | TAP139306 | Mohawk Valley | Mohawk Valley | 115 | 376 | UNKNOWN125580 | 115 | 1 | Closed | 0.0005 | 0.00209 | 0.00035 | 1 | 0 | 167 | 556 | 210 | 0.3 | 0.4 | 2173 | Old | Closed | 0 | 0 | 0 | 0 | 0 | FALSE
916_377_1 | 916 | TAP139307 | Mohawk Valley | Mohawk Valley | 115 | 377 | UNKNOWN125581 | 115 | 1 | Closed | 9e-05 | 0.00039 | 6e-05 | 1 | 0 | 167 | 556 | 210 | 0 | 0.1 | 2174 | Old | Closed | 0 | 0 | 0 | 0 | 0 | FALSE
916_80_1 | 916 | TAP139307 | Mohawk Valley | Mohawk Valley | 115 | 80 | UNKNOWN124470 | 115 | 1 | Closed | 0.00113 | 0.00468 | 0.00077 | 1 | 0 | 167 | 556 | 210 | 0.7 | 0.9 | 2175 | Old | Closed | 0 | 0 | 0 | 0 | 0 | FALSE
916_921_1 | 916 | TAP139307 | Mohawk Valley | Mohawk Valley | 115 | 921 | TAP139312 | 115 | 1 | Closed | 0.00342 | 0.01414 | 0.00234 | 1 | 0 | 167 | 556 | 210 | 2.2 | 2.8 | 2176 | Old | Closed | 0 | 0 | 0 | 0 | 0 | FALSE
917_1041_1 | 917 | TAP139308 | Mohawk Valley | Mohawk Valley | 115 | 1041 | TAP140358 | 115 | 1 | Closed | 0.0056 | 0.02316 | 0.00384 | 1 | 0 | 167 | 556 | 210 | 3.4 | 4.7 | 2177 | Old | Closed | 0 | 0 | 0 | 0 | 0 | FALSE
917_378_1 | 917 | TAP139308 | Mohawk Valley | Mohawk Valley | 115 | 378 | UNKNOWN125582 | 115 | 1 | Closed | 0.00497 | 0.02054 | 0.0034 | 1 | 0 | 167 | 556 | 210 | 3.1 | 4.1 | 2178 | Old | Closed | 0 | 0 | 0 | 0 | 0 | FALSE
917_921_1 | 917 | TAP139308 | Mohawk Valley | Mohawk Valley | 115 | 921 | TAP139312 | 115 | 1 | Closed | 0.01023 | 0.0423 | 0.007 | 1 | 0 | 167 | 556 | 210 | 6.3 | 8.5 | 2179 | Old | Closed | 0 | 0 | 0 | 0 | 0 | FALSE
918_435_1 | 918 | TAP139309 | Mohawk Valley | Mohawk Valley | 115 | 435 | LEIGH | 115 | 1 | Closed | 0.00041 | 0.0017 | 0.00028 | 1 | 0 | 167 | 556 | 210 | 0.2 | 0.3 | 2180 | Old | Closed | 0 | 0 | 0 | 0 | 0 | FALSE
918_436_1 | 918 | TAP139309 | Mohawk Valley | Mohawk Valley | 115 | 436 | UNKNOWN127520 | 115 | 1 | Closed | 3e-05 | 0.00013 | 2e-05 | 1 | 0 | 167 | 556 | 210 | 0 | 0 | 2181 | Old | Closed | 0 | 0 | 0 | 0 | 0 | FALSE
918_437_1 | 918 | TAP139309 | Mohawk Valley | Mohawk Valley | 115 | 437 | UNKNOWN127521 | 115 | 1 | Closed | 0.00041 | 0.00171 | 0.00028 | 1 | 0 | 167 | 556 | 210 | 0.3 | 0.3 | 2182 | Old | Closed | 0 | 0 | 0 | 0 | 0 | FALSE
919_1040_1 | 919 | TAP139310 | Mohawk Valley | Mohawk Valley | 115 | 1040 | TAP140357 | 115 | 1 | Closed | 0.00465 | 0.01921 | 0.00318 | 1 | 0 | 167 | 556 | 210 | 2.8 | 3.9 | 2183 | Old | Closed | 0 | 0 | 0 | 0 | 0 | FALSE
919_1287_1 | 919 | TAP139310 | Mohawk Valley | Mohawk Valley | 115 | 1287 | TAP145219 | 115 | 1 | Closed | 0.00168 | 0.00695 | 0.00115 | 1 | 0 | 167 | 556 | 210 | 1.2 | 1.4 | 2184 | Old | Closed | 0 | 0 | 0 | 0 | 0 | FALSE
919_374_1 | 919 | TAP139310 | Mohawk Valley | Mohawk Valley | 115 | 374 | UNKNOWN125578 | 115 | 1 | Closed | 0.01454 | 0.06014 | 0.00996 | 1 | 0 | 167 | 556 | 210 | 8.8 | 12.1 | 2185 | Old | Closed | 0 | 0 | 0 | 0 | 0 | FALSE
920_372_1 | 920 | TAP139311 | Mohawk Valley | Mohawk Valley | 115 | 372 | UNKNOWN125576 | 115 | 1 | Closed | 0.00086 | 0.00357 | 0.00059 | 1 | 0 | 167 | 556 | 210 | 0.7 | 0.7 | 2186 | Old | Closed | 0 | 0 | 0 | 0 | 0 | FALSE
920_374_1 | 920 | TAP139311 | Mohawk Valley | Mohawk Valley | 115 | 374 | UNKNOWN125578 | 115 | 1 | Closed | 0.01082 | 0.04474 | 0.00741 | 1 | 0 | 167 | 556 | 210 | 6.3 | 9 | 2187 | Old | Closed | 0 | 0 | 0 | 0 | 0 | FALSE
920_573_1 | 920 | TAP139311 | Mohawk Valley | Mohawk Valley | 115 | 573 | UNKNOWN130013 | 115 | 1 | Closed | 0.00192 | 0.00792 | 0.00131 | 1 | 0 | 167 | 556 | 210 | 1 | 1.6 | 2188 | Old | Closed | 0 | 0 | 0 | 0 | 0 | FALSE
921_374_1 | 921 | TAP139312 | Mohawk Valley | Mohawk Valley | 115 | 374 | UNKNOWN125578 | 115 | 1 | Closed | 0.00345 | 0.01428 | 0.00236 | 1 | 0 | 167 | 556 | 210 | 2 | 2.9 | 2189 | Old | Closed | 0 | 0 | 0 | 0 | 0 | FALSE
922_1337_1 | 922 | TAP139782 | West | West | 115 | 1337 | TAP156233 | 115 | 1 | Closed | 0.00044 | 0.00183 | 0.0003 | 1 | 0 | 167 | 556 | 210 | 0.4 | 0.4 | 2190 | Old | Closed | 0 | 0 | 0 | 0 | 0 | FALSE
922_1340_1 | 922 | TAP139782 | West | West | 115 | 1340 | TAP156236 | 115 | 1 | Closed | 0.02043 | 0.08447 | 0.01399 | 1 | 0 | 167 | 556 | 210 | 12.1 | 17 | 2191 | Old | Closed | 0 | 0 | 0 | 0 | 0 | FALSE
922_892_1 | 922 | TAP139782 | West | West | 115 | 892 | TAP138731 | 115 | 1 | Closed | 0.01871 | 0.07736 | 0.01281 | 1 | 0 | 167 | 556 | 210 | 11.7 | 15.6 | 2192 | Old | Closed | 0 | 0 | 0 | 0 | 0 | FALSE
923_1569_1 | 923 | TAP139783 | West | West | 115 | 1569 | NIAGARA | 115 | 1 | Closed | 0.00209 | 0.00864 | 0.00143 | 1 | 0 | 215 | 250 | 275 | 1.5 | 1.7 | 2193 | Old | Closed | 0 | 0 | 0 | 0 | 0 | FALSE
923_948_1 | 923 | TAP139783 | West | West | 115 | 948 | TAP139810 | 115 | 1 | Closed | 0.00642 | 0.02656 | 0.0044 | 1 | 0 | 167 | 556 | 210 | 3.4 | 5.3 | 2194 | Old | Closed | 0 | 0 | 0 | 0 | 0 | FALSE
923_949_1 | 923 | TAP139783 | West | West | 115 | 949 | TAP139811 | 115 | 1 | Closed | 0.00695 | 0.02876 | 0.00476 | 1 | 0 | 167 | 556 | 210 | 3.4 | 5.8 | 2195 | Old | Closed | 0 | 0 | 0 | 0 | 0 | FALSE
924_1430_1 | 924 | TAP139784 | West | West | 115 | 1430 | TAP166947 | 115 | 1 | Closed | 0.00115 | 0.00474 | 0.00079 | 1 | 0 | 167 | 556 | 210 | 0.7 | 1 | 2196 | Old | Closed | 0 | 0 | 0 | 0 | 0 | FALSE
924_1451_1 | 924 | TAP139784 | West | West | 115 | 1451 | TAP172056 | 115 | 1 | Closed | 0.00109 | 0.00452 | 0.00075 | 1 | 0 | 167 | 556 | 210 | 0.6 | 0.9 | 2197 | Old | Closed | 0 | 0 | 0 | 0 | 0 | FALSE
925_134_1 | 925 | TAP139785 | West | West | 115 | 134 | ANGOLA | 115 | 1 | Closed | 0.00224 | 0.00925 | 0.00153 | 1 | 0 | 167 | 556 | 210 | 1.6 | 1.9 | 2198 | Old | Closed | 0 | 0 | 0 | 0 | 0 | FALSE
925_288_1 | 925 | TAP139785 | West | West | 115 | 288 | UNKNOWN125356 | 115 | 1 | Closed | 5e-05 | 0.00021 | 3e-05 | 1 | 0 | 167 | 556 | 210 | 0 | 0 | 2199 | Old | Closed | 0 | 0 | 0 | 0 | 0 | FALSE
925_928_1 | 925 | TAP139785 | West | West | 115 | 928 | TAP139788 | 115 | 1 | Closed | 0.00631 | 0.02608 | 0.00432 | 1 | 0 | 167 | 556 | 210 | 4.6 | 5.2 | 2200 | Old | Closed | 0 | 0 | 0 | 0 | 0 | FALSE
926_134_1 | 926 | TAP139786 | West | West | 115 | 134 | ANGOLA | 115 | 1 | Closed | 0.00224 | 0.00925 | 0.00153 | 1 | 0 | 167 | 556 | 210 | 1.6 | 1.9 | 2201 | Old | Closed | 0 | 0 | 0 | 0 | 0 | FALSE
926_288_1 | 926 | TAP139786 | West | West | 115 | 288 | UNKNOWN125356 | 115 | 1 | Closed | 7e-05 | 0.00028 | 5e-05 | 1 | 0 | 167 | 556 | 210 | 0 | 0.1 | 2202 | Old | Closed | 0 | 0 | 0 | 0 | 0 | FALSE
926_929_1 | 926 | TAP139786 | West | West | 115 | 929 | TAP139789 | 115 | 1 | Closed | 0.0063 | 0.02603 | 0.00431 | 1 | 0 | 167 | 556 | 210 | 4.6 | 5.2 | 2203 | Old | Closed | 0 | 0 | 0 | 0 | 0 | FALSE
927_289_1 | 927 | TAP139787 | West | West | 115 | 289 | UNKNOWN125357 | 115 | 1 | Closed | 6e-05 | 0.00026 | 4e-05 | 1 | 0 | 220 | 556 | 242 | 0 | 0.1 | 2204 | Old | Closed | 0 | 0 | 0 | 53 | 32 | TRUE
927_290_1 | 927 | TAP139787 | West | West | 115 | 290 | CLOVERBANK | 115 | 1 | Closed | 0.00619 | 0.02561 | 0.00424 | 1 | 0 | 167 | 556 | 210 | 4 | 5.1 | 2205 | Old | Closed | 0 | 0 | 0 | 0 | 0 | FALSE
927_931_1 | 927 | TAP139787 | West | West | 115 | 931 | TAP139791 | 115 | 1 | Closed | 0.0023 | 0.00952 | 0.00158 | 1 | 0 | 167 | 556 | 210 | 1.2 | 1.9 | 2206 | Old | Closed | 0 | 0 | 0 | 0 | 0 | FALSE
928_291_1 | 928 | TAP139788 | West | West | 115 | 291 | SHALETON | 115 | 1 | Closed | 0.00246 | 0.01017 | 0.00168 | 1 | 0 | 167 | 556 | 210 | 1.7 | 2 | 2207 | Old | Closed | 0 | 0 | 0 | 0 | 0 | FALSE
928_292_1 | 928 | TAP139788 | West | West | 115 | 292 | UNKNOWN125360 | 115 | 1 | Closed | 4e-05 | 0.00018 | 3e-05 | 1 | 0 | 167 | 556 | 210 | 0 | 0 | 2208 | Old | Closed | 0 | 0 | 0 | 0 | 0 | FALSE
929_291_1 | 929 | TAP139789 | West | West | 115 | 291 | SHALETON | 115 | 1 | Closed | 0.00247 | 0.01021 | 0.00169 | 1 | 0 | 167 | 556 | 210 | 1.8 | 2.1 | 2209 | Old | Closed | 0 | 0 | 0 | 0 | 0 | FALSE
929_292_1 | 929 | TAP139789 | West | West | 115 | 292 | UNKNOWN125360 | 115 | 1 | Closed | 9e-05 | 0.00036 | 6e-05 | 1 | 0 | 167 | 556 | 210 | 0 | 0.1 | 2210 | Old | Closed | 0 | 0 | 0 | 0 | 0 | FALSE
93_131_1 | 93 | UNKNOWN124582 | Genesse | Central | 115 | 131 | UNKNOWN124716 | 115 | 1 | Closed | 0.015 | 0.06204 | 0.01027 | 1 | 0 | 167 | 556 | 216 | 11.3 | 12.5 | 2211 | Old | Closed | 0 | 0 | 0 | 0 | 6 | TRUE
93_1565_1 | 93 | UNKNOWN124582 | Genesse | West | 115 | 1565 | MEYER | 115 | 1 | Closed | 0.00934 | 0.03861 | 0.00639 | 1 | 0 | 211 | 556 | 235 | 7.1 | 7.8 | 2212 | Old | Closed | 0 | 0 | 0 | 44 | 25 | TRUE
930_290_1 | 930 | TAP139790 | West | West | 115 | 290 | CLOVERBANK | 115 | 1 | Closed | 0.00848 | 0.03507 | 0.00581 | 1 | 0 | 167 | 556 | 210 | 5.2 | 7.1 | 2213 | Old | Closed | 0 | 0 | 0 | 0 | 0 | FALSE
930_293_1 | 930 | TAP139790 | West | West | 115 | 293 | UNKNOWN125361 | 115 | 1 | Closed | 4e-05 | 0.00017 | 3e-05 | 1 | 0 | 167 | 556 | 210 | 0 | 0 | 2214 | Old | Closed | 0 | 0 | 0 | 0 | 0 | FALSE
930_974_1 | 930 | TAP139790 | West | West | 115 | 974 | TAP139840 | 115 | 1 | Closed | 0.00187 | 0.00771 | 0.00128 | 1 | 0 | 167 | 556 | 210 | 1.2 | 1.6 | 2215 | Old | Closed | 0 | 0 | 0 | 0 | 0 | FALSE
931_293_1 | 931 | TAP139791 | West | West | 115 | 293 | UNKNOWN125361 | 115 | 1 | Closed | 3e-05 | 0.00012 | 2e-05 | 1 | 0 | 167 | 556 | 210 | 0 | 0 | 2216 | Old | Closed | 0 | 0 | 0 | 0 | 0 | FALSE
931_975_1 | 931 | TAP139791 | West | West | 115 | 975 | TAP139841 | 115 | 1 | Closed | 0.00187 | 0.00775 | 0.00128 | 1 | 0 | 167 | 556 | 210 | 1.2 | 1.6 | 2217 | Old | Closed | 0 | 0 | 0 | 0 | 0 | FALSE
932_41_1 | 932 | TAP139792 | West | West | 115 | 41 | UNKNOWN124226 | 115 | 1 | Closed | 0.00025 | 0.00105 | 0.00017 | 1 | 0 | 167 | 556 | 210 | 0.2 | 0.2 | 2218 | Old | Closed | 0 | 0 | 0 | 0 | 0 | FALSE
932_939_1 | 932 | TAP139792 | West | West | 115 | 939 | TAP139799 | 115 | 1 | Closed | 0.0075 | 0.03103 | 0.00514 | 1 | 0 | 167 | 556 | 210 | 4.2 | 6.2 | 2219 | Old | Closed | 0 | 0 | 0 | 0 | 0 | FALSE
933_255_1 | 933 | TAP139793 | West | West | 115 | 255 | UNKNOWN125292 | 115 | 1 | Closed | 0.00141 | 0.00585 | 0.00097 | 1 | 0 | 167 | 556 | 210 | 0.8 | 1.2 | 2220 | Old | Closed | 0 | 0 | 0 | 0 | 0 | FALSE
933_41_1 | 933 | TAP139793 | West | West | 115 | 41 | UNKNOWN124226 | 115 | 1 | Closed | 0.0003 | 0.00123 | 0.0002 | 1 | 0 | 167 | 556 | 210 | 0.2 | 0.2 | 2221 | Old | Closed | 0 | 0 | 0 | 0 | 0 | FALSE
933_938_1 | 933 | TAP139793 | West | West | 115 | 938 | TAP139798 | 115 | 1 | Closed | 0.00761 | 0.03146 | 0.00521 | 1 | 0 | 167 | 556 | 210 | 4.3 | 6.3 | 2222 | Old | Closed | 0 | 0 | 0 | 0 | 0 | FALSE
934_257_1 | 934 | TAP139794 | West | West | 115 | 257 | UNKNOWN125294 | 115 | 1 | Closed | 2e-05 | 9e-05 | 1e-05 | 1 | 0 | 167 | 556 | 210 | 0 | 0 | 2223 | Old | Closed | 0 | 0 | 0 | 0 | 0 | FALSE
934_936_1 | 934 | TAP139794 | West | West | 115 | 936 | TAP139796 | 115 | 1 | Closed | 9e-05 | 0.00039 | 6e-05 | 1 | 0 | 167 | 556 | 210 | 0.1 | 0.1 | 2224 | Old | Closed | 0 | 0 | 0 | 0 | 0 | FALSE
934_939_1 | 934 | TAP139794 | West | West | 115 | 939 | TAP139799 | 115 | 1 | Closed | 0.00381 | 0.01575 | 0.00261 | 1 | 0 | 167 | 556 | 210 | 2.4 | 3.2 | 2225 | Old | Closed | 0 | 0 | 0 | 0 | 0 | FALSE
935_257_1 | 935 | TAP139795 | West | West | 115 | 257 | UNKNOWN125294 | 115 | 1 | Closed | 5e-05 | 0.0002 | 3e-05 | 1 | 0 | 167 | 556 | 210 | 0 | 0 | 2226 | Old | Closed | 0 | 0 | 0 | 0 | 0 | FALSE
935_937_1 | 935 | TAP139795 | West | West | 115 | 937 | TAP139797 | 115 | 1 | Closed | 0.00015 | 0.00062 | 0.0001 | 1 | 0 | 167 | 556 | 210 | 0.1 | 0.1 | 2227 | Old | Closed | 0 | 0 | 0 | 0 | 0 | FALSE
935_938_1 | 935 | TAP139795 | West | West | 115 | 938 | TAP139798 | 115 | 1 | Closed | 0.00376 | 0.01556 | 0.00258 | 1 | 0 | 167 | 556 | 210 | 2.3 | 3.1 | 2228 | Old | Closed | 0 | 0 | 0 | 0 | 0 | FALSE
936_1571_1 | 936 | TAP139796 | West | West | 115 | 1571 | PACKARD | 115 | 1 | Closed | 0.00359 | 0.01483 | 0.00246 | 1 | 0 | 167 | 556 | 210 | 1.9 | 3 | 2229 | Old | Closed | 0 | 0 | 0 | 0 | 0 | FALSE
936_256_1 | 936 | TAP139796 | West | West | 115 | 256 | UNKNOWN125293 | 115 | 1 | Closed | 4e-05 | 0.00017 | 3e-05 | 1 | 0 | 167 | 556 | 210 | 0 | 0 | 2230 | Old | Closed | 0 | 0 | 0 | 0 | 0 | FALSE
937_1571_1 | 937 | TAP139797 | West | West | 115 | 1571 | PACKARD | 115 | 1 | Closed | 0.00356 | 0.01474 | 0.00244 | 1 | 0 | 167 | 556 | 210 | 1.8 | 3 | 2231 | Old | Closed | 0 | 0 | 0 | 0 | 0 | FALSE
937_256_1 | 937 | TAP139797 | West | West | 115 | 256 | UNKNOWN125293 | 115 | 1 | Closed | 1e-05 | 6e-05 | 1e-05 | 1 | 0 | 167 | 556 | 210 | 0 | 0 | 2232 | Old | Closed | 0 | 0 | 0 | 0 | 0 | FALSE
938_941_1 | 938 | TAP139798 | West | West | 115 | 941 | TAP139801 | 115 | 1 | Closed | 0.00048 | 0.002 | 0.00033 | 1 | 0 | 167 | 556 | 210 | 0.4 | 0.4 | 2233 | Old | Closed | 0 | 0 | 0 | 0 | 0 | FALSE
939_940_1 | 939 | TAP139799 | West | West | 115 | 940 | TAP139800 | 115 | 1 | Closed | 0.00049 | 0.00203 | 0.00034 | 1 | 0 | 167 | 556 | 210 | 0.4 | 0.4 | 2234 | Old | Closed | 0 | 0 | 0 | 0 | 0 | FALSE
94_95_1 | 94 | UNKNOWN124583 | Genesse | Genesse | 115 | 95 | UNKNOWN124584 | 115 | 1 | Closed | 0.00138 | 0.00572 | 0.00095 | 1 | 0 | 167 | 556 | 210 | 0.8 | 1.2 | 2235 | Old | Closed | 0 | 0 | 0 | 0 | 0 | FALSE
940_258_1 | 940 | TAP139800 | West | West | 115 | 258 | UNKNOWN125295 | 115 | 1 | Closed | 4e-05 | 0.00017 | 3e-05 | 1 | 0 | 167 | 556 | 210 | 0 | 0 | 2236 | Old | Closed | 0 | 0 | 0 | 0 | 0 | FALSE
940_943_1 | 940 | TAP139800 | West | West | 115 | 943 | TAP139803 | 115 | 1 | Closed | 0.00109 | 0.00449 | 0.00074 | 1 | 0 | 167 | 556 | 210 | 0.9 | 0.9 | 2237 | Old | Closed | 0 | 0 | 0 | 0 | 0 | FALSE
941_258_1 | 941 | TAP139801 | West | West | 115 | 258 | UNKNOWN125295 | 115 | 1 | Closed | 3e-05 | 0.00012 | 2e-05 | 1 | 0 | 167 | 556 | 210 | 0 | 0 | 2238 | Old | Closed | 0 | 0 | 0 | 0 | 0 | FALSE
941_942_1 | 941 | TAP139801 | West | West | 115 | 942 | TAP139802 | 115 | 1 | Closed | 0.0011 | 0.00453 | 0.00075 | 1 | 0 | 167 | 556 | 210 | 0.9 | 0.9 | 2239 | Old | Closed | 0 | 0 | 0 | 0 | 0 | FALSE
942_943_1 | 942 | TAP139802 | West | West | 115 | 943 | TAP139803 | 115 | 1 | Closed | 1e-05 | 4e-05 | 1e-05 | 1 | 0 | 167 | 556 | 210 | 0 | 0 | 2240 | Old | Closed | 0 | 0 | 0 | 0 | 0 | FALSE
942_944_1 | 942 | TAP139802 | West | West | 115 | 944 | TAP139804 | 115 | 1 | Closed | 6e-05 | 0.00025 | 4e-05 | 1 | 0 | 167 | 556 | 210 | 0 | 0 | 2241 | Old | Closed | 0 | 0 | 0 | 0 | 0 | FALSE
944_259_1 | 944 | TAP139804 | West | West | 115 | 259 | UNKNOWN125296 | 115 | 1 | Closed | 3e-05 | 0.00014 | 2e-05 | 1 | 0 | 167 | 556 | 210 | 0 | 0 | 2242 | Old | Closed | 0 | 0 | 0 | 0 | 0 | FALSE
944_945_1 | 944 | TAP139804 | West | West | 115 | 945 | TAP139805 | 115 | 1 | Closed | 5e-05 | 0.00019 | 3e-05 | 1 | 0 | 167 | 556 | 210 | 0 | 0 | 2243 | Old | Closed | 0 | 0 | 0 | 0 | 0 | FALSE
945_260_1 | 945 | TAP139805 | West | West | 115 | 260 | UNKNOWN125297 | 115 | 1 | Closed | 0.00022 | 0.0009 | 0.00015 | 1 | 0 | 167 | 556 | 210 | 0.1 | 0.2 | 2244 | Old | Closed | 0 | 0 | 0 | 0 | 0 | FALSE
945_261_1 | 945 | TAP139805 | West | West | 115 | 261 | UNKNOWN125298 | 115 | 1 | Closed | 0.00047 | 0.00194 | 0.00032 | 1 | 0 | 167 | 556 | 210 | 0.2 | 0.4 | 2245 | Old | Closed | 0 | 0 | 0 | 0 | 0 | FALSE
946_262_1 | 946 | TAP139808 | West | West | 115 | 262 | UNKNOWN125299 | 115 | 1 | Closed | 0.00361 | 0.01494 | 0.00247 | 1 | 0 | 167 | 556 | 210 | 2.6 | 3 | 2246 | Old | Closed | 0 | 0 | 0 | 0 | 0 | FALSE
946_263_1 | 946 | TAP139808 | West | West | 115 | 263 | UNKNOWN125300 | 115 | 1 | Closed | 0.00014 | 0.0006 | 0.0001 | 1 | 0 | 167 | 556 | 210 | 0.1 | 0.1 | 2247 | Old | Closed | 0 | 0 | 0 | 0 | 0 | FALSE
946_264_1 | 946 | TAP139808 | West | West | 115 | 264 | UNKNOWN125301 | 115 | 1 | Closed | 0.00406 | 0.01677 | 0.00278 | 1 | 0 | 167 | 556 | 210 | 2.8 | 3.4 | 2248 | Old | Closed | 0 | 0 | 0 | 0 | 0 | FALSE
947_1349_1 | 947 | TAP139809 | West | West | 115 | 1349 | TAP156245 | 115 | 1 | Closed | 0.00903 | 0.03735 | 0.00619 | 1 | 0 | 167 | 556 | 210 | 6 | 7.5 | 2249 | Old | Closed | 0 | 0 | 0 | 0 | 0 | FALSE
947_263_1 | 947 | TAP139809 | West | West | 115 | 263 | UNKNOWN125300 | 115 | 1 | Closed | 0.00014 | 0.00057 | 9e-05 | 1 | 0 | 167 | 556 | 210 | 0.1 | 0.1 | 2250 | Old | Closed | 0 | 0 | 0 | 0 | 0 | FALSE
947_264_1 | 947 | TAP139809 | West | West | 115 | 264 | UNKNOWN125301 | 115 | 1 | Closed | 0.00408 | 0.01687 | 0.00279 | 1 | 0 | 167 | 556 | 210 | 2.8 | 3.4 | 2251 | Old | Closed | 0 | 0 | 0 | 0 | 0 | FALSE
948_1373_1 | 948 | TAP139810 | West | West | 115 | 1373 | TAP161014 | 115 | 1 | Closed | 0.00983 | 0.04066 | 0.00673 | 1 | 0 | 167 | 556 | 210 | 6 | 8.2 | 2252 | Old | Closed | 0 | 0 | 0 | 0 | 0 | FALSE
948_951_1 | 948 | TAP139810 | West | West | 115 | 951 | INDIAN HILL SWITCH | 115 | 1 | Closed | 0.00431 | 0.0178 | 0.00295 | 1 | 0 | 167 | 556 | 210 | 2 | 3.6 | 2253 | Old | Closed | 0 | 0 | 0 | 0 | 0 | FALSE
949_269_1 | 949 | TAP139811 | West | West | 115 | 269 | LOCKPORT | 115 | 1 | Closed | 0.0201 | 0.08311 | 0.01376 | 1 | 0 | 167 | 556 | 210 | 12.1 | 16.7 | 2254 | Old | Closed | 0 | 0 | 0 | 0 | 0 | FALSE
949_951_1 | 949 | TAP139811 | West | West | 115 | 951 | INDIAN HILL SWITCH | 115 | 1 | Closed | 0.00431 | 0.01783 | 0.00295 | 1 | 0 | 167 | 556 | 210 | 2 | 3.6 | 2255 | Old | Closed | 0 | 0 | 0 | 0 | 0 | FALSE
950_951_1 | 950 | INDIAN HILL SWITCH | West | West | 115 | 951 | INDIAN HILL SWITCH | 115 | 1 | Closed | 6e-05 | 0.00027 | 4e-05 | 1 | 0 | 167 | 556 | 210 | 0 | 0.1 | 2256 | Old | Closed | 0 | 0 | 0 | 0 | 0 | FALSE
951_1569_1 | 951 | INDIAN HILL SWITCH | West | West | 115 | 1569 | NIAGARA | 115 | 1 | Closed | 0.00419 | 0.01732 | 0.00287 | 1 | 0 | 167 | 556 | 210 | 2.5 | 3.5 | 2257 | Old | Closed | 0 | 0 | 0 | 0 | 0 | FALSE
952_1569_1 | 952 | TAP139814 | West | West | 115 | 1569 | NIAGARA | 115 | 1 | Closed | 0.00141 | 0.00584 | 0.00097 | 1 | 0 | 167 | 556 | 210 | 0.9 | 1.2 | 2258 | Old | Closed | 0 | 0 | 0 | 0 | 0 | FALSE
952_266_1 | 952 | TAP139814 | West | West | 115 | 266 | UNKNOWN125330 | 115 | 1 | Closed | 9e-05 | 0.00039 | 6e-05 | 1 | 0 | 210 | 210 | 210 | 0.1 | 0.1 | 2259 | Old | Closed | 0 | 0 | 0 | 0 | 0 | FALSE
952_951_1 | 952 | TAP139814 | West | West | 115 | 951 | INDIAN HILL SWITCH | 115 | 1 | Closed | 0.00287 | 0.01187 | 0.00197 | 1 | 0 | 167 | 556 | 210 | 1.8 | 2.4 | 2260 | Old | Closed | 0 | 0 | 0 | 0 | 0 | FALSE
953_1247_1 | 953 | TAP139815 | West | West | 230 | 1247 | ROBINSON ROAD | 230 | 1 | Closed | 0.0031 | 0.02489 | 0.09498 | 1 | 0 | 453 | 936 | 579 | 15.2 | 24 | 2261 | Old | Closed | 0 | 0 | 0 | 0 | 0 | FALSE
953_1314_1 | 953 | TAP139815 | West | West | 230 | 1314 | PACKARD | 230 | 1 | Closed | 0.00034 | 0.00272 | 0.01037 | 1 | 0 | 453 | 936 | 579 | 1.6 | 2.6 | 2262 | Old | Closed | 0 | 0 | 0 | 0 | 0 | FALSE
953_1570_1 | 953 | TAP139815 | West | West | 230 | 1570 | NIAGARA | 230 | 1 | Closed | 0.00024 | 0.00189 | 0.00721 | 1 | 0 | 453 | 936 | 579 | 1.4 | 1.8 | 2263 | Old | Closed | 0 | 0 | 0 | 0 | 0 | FALSE
954_1569_1 | 954 | TAP139818 | West | West | 115 | 1569 | NIAGARA | 115 | 1 | Closed | 0.00235 | 0.00974 | 0.00161 | 1 | 0 | 167 | 556 | 210 | 1.5 | 2 | 2264 | Old | Closed | 0 | 0 | 0 | 0 | 0 | FALSE
954_267_1 | 954 | TAP139818 | West | West | 115 | 267 | UNKNOWN125332 | 115 | 1 | Closed | 0.0001 | 0.0004 | 7e-05 | 1 | 0 | 167 | 556 | 210 | 0.1 | 0.1 | 2265 | Old | Closed | 0 | 0 | 0 | 0 | 0 | FALSE
954_268_1 | 954 | TAP139818 | West | West | 115 | 268 | UNKNOWN125333 | 115 | 1 | Closed | 0.00018 | 0.00075 | 0.00012 | 1 | 0 | 167 | 556 | 210 | 0.1 | 0.1 | 2266 | Old | Closed | 0 | 0 | 0 | 0 | 0 | FALSE
955_1569_1 | 955 | TAP139819 | West | West | 115 | 1569 | NIAGARA | 115 | 1 | Closed | 0.00236 | 0.00974 | 0.00161 | 1 | 0 | 167 | 556 | 210 | 1.5 | 2 | 2267 | Old | Closed | 0 | 0 | 0 | 0 | 0 | FALSE
955_267_1 | 955 | TAP139819 | West | West | 115 | 267 | UNKNOWN125332 | 115 | 1 | Closed | 9e-05 | 0.00036 | 6e-05 | 1 | 0 | 167 | 556 | 210 | 0.1 | 0.1 | 2268 | Old | Closed | 0 | 0 | 0 | 0 | 0 | FALSE
955_268_1 | 955 | TAP139819 | West | West | 115 | 268 | UNKNOWN125333 | 115 | 1 | Closed | 0.00016 | 0.00065 | 0.00011 | 1 | 0 | 167 | 556 | 210 | 0.1 | 0.1 | 2269 | Old | Closed | 0 | 0 | 0 | 0 | 0 | FALSE
956_1571_1 | 956 | TAP139820 | West | West | 115 | 1571 | PACKARD | 115 | 1 | Closed | 0.00131 | 0.00542 | 0.0009 | 1 | 0 | 167 | 556 | 210 | 0.9 | 1.1 | 2270 | Old | Closed | 0 | 0 | 0 | 0 | 0 | FALSE
956_281_1 | 956 | TAP139820 | West | West | 115 | 281 | UNKNOWN125349 | 115 | 1 | Closed | 4e-05 | 0.00016 | 3e-05 | 1 | 0 | 167 | 556 | 210 | 0 | 0 | 2271 | Old | Closed | 0 | 0 | 0 | 0 | 0 | FALSE
956_960_1 | 956 | TAP139820 | West | West | 115 | 960 | TAP139824 | 115 | 1 | Closed | 0.00027 | 0.0011 | 0.00018 | 1 | 0 | 167 | 556 | 210 | 0.2 | 0.2 | 2272 | Old | Closed | 0 | 0 | 0 | 0 | 0 | FALSE
957_1571_1 | 957 | TAP139821 | West | West | 115 | 1571 | PACKARD | 115 | 1 | Closed | 0.00129 | 0.00535 | 0.00089 | 1 | 0 | 167 | 556 | 210 | 0.9 | 1.1 | 2273 | Old | Closed | 0 | 0 | 0 | 0 | 0 | FALSE
957_281_1 | 957 | TAP139821 | West | West | 115 | 281 | UNKNOWN125349 | 115 | 1 | Closed | 4e-05 | 0.00018 | 3e-05 | 1 | 0 | 167 | 556 | 210 | 0 | 0 | 2274 | Old | Closed | 0 | 0 | 0 | 0 | 0 | FALSE
957_961_1 | 957 | TAP139821 | West | West | 115 | 961 | TAP139825 | 115 | 1 | Closed | 0.00036 | 0.00147 | 0.00024 | 1 | 0 | 167 | 556 | 210 | 0.2 | 0.3 | 2275 | Old | Closed | 0 | 0 | 0 | 0 | 0 | FALSE
958_283_1 | 958 | TAP139822 | West | West | 115 | 283 | UNKNOWN125351 | 115 | 1 | Closed | 9e-05 | 0.00037 | 6e-05 | 1 | 0 | 167 | 556 | 210 | 0.1 | 0.1 | 2276 | Old | Closed | 0 | 0 | 0 | 0 | 0 | FALSE
958_285_1 | 958 | TAP139822 | West | West | 115 | 285 | UNKNOWN125353 | 115 | 1 | Closed | 0.00014 | 0.00059 | 0.0001 | 1 | 0 | 167 | 556 | 210 | 0.1 | 0.1 | 2277 | Old | Closed | 0 | 0 | 0 | 0 | 0 | FALSE
958_961_1 | 958 | TAP139822 | West | West | 115 | 961 | TAP139825 | 115 | 1 | Closed | 0.00059 | 0.00242 | 0.0004 | 1 | 0 | 167 | 556 | 210 | 0.3 | 0.5 | 2278 | Old | Closed | 0 | 0 | 0 | 0 | 0 | FALSE
959_283_1 | 959 | TAP139823 | West | West | 115 | 283 | UNKNOWN125351 | 115 | 1 | Closed | 7e-05 | 0.0003 | 5e-05 | 1 | 0 | 167 | 556 | 210 | 0.1 | 0.1 | 2279 | Old | Closed | 0 | 0 | 0 | 0 | 0 | FALSE
959_284_1 | 959 | TAP139823 | West | West | 115 | 284 | UNKNOWN125352 | 115 | 1 | Closed | 0.0002 | 0.00083 | 0.00014 | 1 | 0 | 167 | 556 | 210 | 0.1 | 0.2 | 2280 | Old | Closed | 0 | 0 | 0 | 0 | 0 | FALSE
959_960_1 | 959 | TAP139823 | West | West | 115 | 960 | TAP139824 | 115 | 1 | Closed | 0.00058 | 0.00239 | 0.0004 | 1 | 0 | 167 | 556 | 210 | 0.3 | 0.5 | 2281 | Old | Closed | 0 | 0 | 0 | 0 | 0 | FALSE
960_282_1 | 960 | TAP139824 | West | West | 115 | 282 | UNKNOWN125350 | 115 | 1 | Closed | 0.0003 | 0.00124 | 0.0002 | 1 | 0 | 167 | 556 | 210 | 0.2 | 0.2 | 2282 | Old | Closed | 0 | 0 | 0 | 0 | 0 | FALSE
961_282_1 | 961 | TAP139825 | West | West | 115 | 282 | UNKNOWN125350 | 115 | 1 | Closed | 0.00023 | 0.00096 | 0.00016 | 1 | 0 | 167 | 556 | 210 | 0.1 | 0.2 | 2283 | Old | Closed | 0 | 0 | 0 | 0 | 0 | FALSE
962_1571_1 | 962 | TAP139826 | West | West | 115 | 1571 | PACKARD | 115 | 1 | Closed | 0.00413 | 0.01708 | 0.00283 | 1 | 0 | 167 | 556 | 210 | 1.4 | 3.4 | 2284 | Old | Closed | 0 | 0 | 0 | 0 | 0 | FALSE
962_286_1 | 962 | TAP139826 | West | West | 115 | 286 | UNKNOWN125354 | 115 | 1 | Closed | 0.00043 | 0.0018 | 0.0003 | 1 | 0 | 167 | 556 | 210 | 0.2 | 0.4 | 2285 | Old | Closed | 0 | 0 | 0 | 0 | 0 | FALSE
962_287_1 | 962 | TAP139826 | West | West | 115 | 287 | UNKNOWN125355 | 115 | 1 | Closed | 0.00018 | 0.00074 | 0.00012 | 1 | 0 | 167 | 556 | 210 | 0.1 | 0.1 | 2286 | Old | Closed | 0 | 0 | 0 | 0 | 0 | FALSE
963_264_1 | 963 | TAP139827 | West | West | 115 | 264 | UNKNOWN125301 | 115 | 1 | Closed | 0.00081 | 0.00335 | 0.00056 | 1 | 0 | 167 | 556 | 210 | 0.5 | 0.7 | 2287 | Old | Closed | 0 | 0 | 0 | 0 | 0 | FALSE
963_286_1 | 963 | TAP139827 | West | West | 115 | 286 | UNKNOWN125354 | 115 | 1 | Closed | 0.00042 | 0.00173 | 0.00029 | 1 | 0 | 167 | 556 | 210 | 0.2 | 0.3 | 2288 | Old | Closed | 0 | 0 | 0 | 0 | 0 | FALSE
963_287_1 | 963 | TAP139827 | West | West | 115 | 287 | UNKNOWN125355 | 115 | 1 | Closed | 0.00019 | 0.00077 | 0.00013 | 1 | 0 | 167 | 556 | 210 | 0.1 | 0.2 | 2289 | Old | Closed | 0 | 0 | 0 | 0 | 0 | FALSE
964_278_1 | 964 | TAP139828 | West | West | 115 | 278 | UNKNOWN125346 | 115 | 1 | Closed | 0.0002 | 0.00085 | 0.00014 | 1 | 0 | 167 | 556 | 210 | 0.1 | 0.2 | 2290 | Old | Closed | 0 | 0 | 0 | 0 | 0 | FALSE
964_279_1 | 964 | TAP139828 | West | West | 115 | 279 | UNKNOWN125347 | 115 | 1 | Closed | 4e-05 | 0.00016 | 3e-05 | 1 | 0 | 167 | 556 | 210 | 0 | 0 | 2291 | Old | Closed | 0 | 0 | 0 | 0 | 0 | FALSE
964_965_1 | 964 | TAP139828 | West | West | 115 | 965 | TAP139829 | 115 | 1 | Closed | 0.00563 | 0.0233 | 0.00386 | 1 | 0 | 167 | 556 | 210 | 2.6 | 4.7 | 2292 | Old | Closed | 0 | 0 | 0 | 0 | 0 | FALSE
965_1571_1 | 965 | TAP139829 | West | West | 115 | 1571 | PACKARD | 115 | 1 | Closed | 0.00066 | 0.00273 | 0.00045 | 1 | 0 | 167 | 556 | 210 | 0.3 | 0.5 | 2293 | Old | Closed | 0 | 0 | 0 | 0 | 0 | FALSE
965_280_1 | 965 | TAP139829 | West | West | 115 | 280 | UNKNOWN125348 | 115 | 1 | Closed | 0.00015 | 0.00061 | 0.0001 | 1 | 0 | 167 | 556 | 210 | 0.1 | 0.1 | 2294 | Old | Closed | 0 | 0 | 0 | 0 | 0 | FALSE
966_1571_1 | 966 | TAP139830 | West | West | 115 | 1571 | PACKARD | 115 | 1 | Closed | 0.00067 | 0.00277 | 0.00046 | 1 | 0 | 167 | 556 | 210 | 0.4 | 0.6 | 2295 | Old | Closed | 0 | 0 | 0 | 0 | 0 | FALSE
966_278_1 | 966 | TAP139830 | West | West | 115 | 278 | UNKNOWN125346 | 115 | 1 | Closed | 0.00582 | 0.02407 | 0.00399 | 1 | 0 | 167 | 556 | 210 | 2.7 | 4.8 | 2296 | Old | Closed | 0 | 0 | 0 | 0 | 0 | FALSE
966_280_1 | 966 | TAP139830 | West | West | 115 | 280 | UNKNOWN125348 | 115 | 1 | Closed | 0.00014 | 0.0006 | 0.0001 | 1 | 0 | 167 | 556 | 210 | 0.1 | 0.1 | 2297 | Old | Closed | 0 | 0 | 0 | 0 | 0 | FALSE
967_1561_1 | 967 | TAP139833 | West | West | 115 | 1561 | GARDENVILLE | 115 | 1 | Closed | 0.00753 | 0.03113 | 0.00515 | 1 | 0 | 167 | 556 | 210 | 4.7 | 6.3 | 2298 | Old | Closed | 0 | 0 | 0 | 0 | 0 | FALSE
967_163_1 | 967 | TAP139833 | West | West | 115 | 163 | UNKNOWN124945 | 115 | 1 | Closed | 0.00014 | 0.00056 | 9e-05 | 1 | 0 | 167 | 556 | 210 | 0.1 | 0.1 | 2299 | Old | Closed | 0 | 0 | 0 | 0 | 0 | FALSE
967_289_1 | 967 | TAP139833 | West | West | 115 | 289 | UNKNOWN125357 | 115 | 1 | Closed | 0.00161 | 0.00667 | 0.0011 | 1 | 0 | 220 | 556 | 242 | 1 | 1.3 | 2300 | Old | Closed | 0 | 0 | 0 | 53 | 32 | TRUE
968_165_1 | 968 | TAP139834 | West | West | 115 | 165 | UNKNOWN124947 | 115 | 1 | Closed | 0.00091 | 0.00378 | 0.00063 | 1 | 0 | 167 | 556 | 210 | 0.6 | 0.8 | 2301 | Old | Closed | 0 | 0 | 0 | 0 | 0 | FALSE
968_969_1 | 968 | TAP139834 | West | West | 115 | 969 | TAP139835 | 115 | 1 | Closed | 4e-05 | 0.00015 | 3e-05 | 1 | 0 | 167 | 556 | 210 | 0 | 0 | 2302 | Old | Closed | 0 | 0 | 0 | 0 | 0 | FALSE
968_970_1 | 968 | TAP139834 | West | West | 115 | 970 | TAP139836 | 115 | 1 | Closed | 6e-05 | 0.00025 | 4e-05 | 1 | 0 | 167 | 556 | 210 | 0 | 0 | 2303 | Old | Closed | 0 | 0 | 0 | 0 | 0 | FALSE
969_1355_1 | 969 | TAP139835 | West | West | 115 | 1355 | UNKNOWN156946 | 115 | 1 | Closed | 0.00115 | 0.00474 | 0.00078 | 1 | 0 | 167 | 556 | 210 | 0.7 | 1 | 2304 | Old | Closed | 0 | 0 | 0 | 0 | 0 | FALSE
969_971_1 | 969 | TAP139835 | West | West | 115 | 971 | TAP139837 | 115 | 1 | Closed | 0.00187 | 0.00772 | 0.00128 | 1 | 0 | 167 | 556 | 210 | 1.4 | 1.6 | 2305 | Old | Closed | 0 | 0 | 0 | 0 | 0 | FALSE
970_1355_1 | 970 | TAP139836 | West | West | 115 | 1355 | UNKNOWN156946 | 115 | 1 | Closed | 0.00113 | 0.00468 | 0.00077 | 1 | 0 | 167 | 556 | 210 | 0.7 | 0.9 | 2306 | Old | Closed | 0 | 0 | 0 | 0 | 0 | FALSE
970_972_1 | 970 | TAP139836 | West | West | 115 | 972 | TAP139838 | 115 | 1 | Closed | 0.003 | 0.0124 | 0.00205 | 1 | 0 | 167 | 556 | 210 | 2.3 | 2.5 | 2307 | Old | Closed | 0 | 0 | 0 | 0 | 0 | FALSE
971_166_1 | 971 | TAP139837 | West | West | 115 | 166 | UNKNOWN124948 | 115 | 1 | Closed | 0.00053 | 0.00219 | 0.00036 | 1 | 0 | 167 | 556 | 210 | 0.3 | 0.4 | 2308 | Old | Closed | 0 | 0 | 0 | 0 | 0 | FALSE
971_973_1 | 971 | TAP139837 | West | West | 115 | 973 | TAP139839 | 115 | 1 | Closed | 0.00116 | 0.00478 | 0.00079 | 1 | 0 | 167 | 556 | 210 | 0.9 | 1 | 2309 | Old | Closed | 0 | 0 | 0 | 0 | 0 | FALSE
972_296_1 | 972 | TAP139838 | West | West | 115 | 296 | UNKNOWN125366 | 115 | 1 | Closed | 0.00019 | 0.0008 | 0.00013 | 1 | 0 | 167 | 556 | 210 | 0.1 | 0.2 | 2310 | Old | Closed | 0 | 0 | 0 | 0 | 0 | FALSE
972_979_1 | 972 | TAP139838 | West | West | 115 | 979 | TAP139845 | 115 | 1 | Closed | 0.00138 | 0.00571 | 0.00095 | 1 | 0 | 167 | 556 | 210 | 1 | 1.2 | 2311 | Old | Closed | 0 | 0 | 0 | 0 | 0 | FALSE
974_1366_1 | 974 | TAP139840 | West | West | 115 | 1366 | UNKNOWN160984 | 115 | 1 | Closed | 0.00265 | 0.01094 | 0.00181 | 1 | 0 | 167 | 556 | 210 | 1.8 | 2.2 | 2312 | Old | Closed | 0 | 0 | 0 | 0 | 0 | FALSE
974_297_1 | 974 | TAP139840 | West | West | 115 | 297 | UNKNOWN125367 | 115 | 1 | Closed | 0.00058 | 0.0024 | 0.0004 | 1 | 0 | 167 | 556 | 210 | 0.5 | 0.5 | 2313 | Old | Closed | 0 | 0 | 0 | 0 | 0 | FALSE
975_297_1 | 975 | TAP139841 | West | West | 115 | 297 | UNKNOWN125367 | 115 | 1 | Closed | 0.00058 | 0.00238 | 0.00039 | 1 | 0 | 167 | 556 | 210 | 0.5 | 0.5 | 2314 | Old | Closed | 0 | 0 | 0 | 0 | 0 | FALSE
976_1246_1 | 976 | TAP139842 | West | West | 230 | 1246 | GARDENVILLE | 230 | 1 | Closed | 0.00167 | 0.01344 | 0.05129 | 1 | 0 | 453 | 936 | 579 | 9.9 | 13 | 2315 | Old | Closed | 0 | 0 | 0 | 0 | 0 | FALSE
976_313_1 | 976 | TAP139842 | West | West | 230 | 313 | CAMPUS | 230 | 1 | Closed | 2e-05 | 0.00018 | 0.0007 | 1 | 0 | 453 | 936 | 579 | 0.1 | 0.2 | 2316 | Old | Closed | 0 | 0 | 0 | 0 | 0 | FALSE
976_315_1 | 976 | TAP139842 | West | West | 230 | 315 | SAWYER AVE | 230 | 1 | Closed | 0.00155 | 0.01248 | 0.0476 | 1 | 0 | 453 | 936 | 579 | 6 | 12 | 2317 | Old | Closed | 0 | 0 | 0 | 0 | 0 | FALSE
977_1246_1 | 977 | TAP139843 | West | West | 230 | 1246 | GARDENVILLE | 230 | 1 | Closed | 0.00167 | 0.01342 | 0.0512 | 1 | 0 | 453 | 936 | 579 | 9.9 | 13 | 2318 | Old | Closed | 0 | 0 | 0 | 0 | 0 | FALSE
977_313_1 | 977 | TAP139843 | West | West | 230 | 313 | CAMPUS | 230 | 1 | Closed | 3e-05 | 0.00022 | 0.00085 | 1 | 0 | 453 | 936 | 579 | 0.1 | 0.2 | 2319 | Old | Closed | 0 | 0 | 0 | 0 | 0 | FALSE
977_315_1 | 977 | TAP139843 | West | West | 230 | 315 | SAWYER AVE | 230 | 1 | Closed | 0.00155 | 0.01247 | 0.04759 | 1 | 0 | 453 | 936 | 579 | 6 | 12 | 2320 | Old | Closed | 0 | 0 | 0 | 0 | 0 | FALSE
978_1474_1 | 978 | TAP139844 | West | West | 115 | 1474 | NEW GARDENVILLE | 115 | 1 | Closed | 0.00681 | 0.02816 | 0.00466 | 1 | 0 | 167 | 556 | 210 | 4.4 | 5.7 | 2321 | Old | Closed | 0 | 0 | 0 | 0 | 0 | FALSE
978_1561_1 | 978 | TAP139844 | West | West | 115 | 1561 | GARDENVILLE | 115 | 1 | Closed | 0.00857 | 0.03542 | 0.00587 | 1 | 0 | 167 | 556 | 210 | 4.6 | 7.1 | 2322 | Old | Closed | 0 | 0 | 0 | 0 | 0 | FALSE
978_973_1 | 978 | TAP139844 | West | West | 115 | 973 | TAP139839 | 115 | 1 | Closed | 0.00155 | 0.0064 | 0.00106 | 1 | 0 | 167 | 556 | 210 | 1.1 | 1.3 | 2323 | Old | Closed | 0 | 0 | 0 | 0 | 0 | FALSE
979_1474_1 | 979 | TAP139845 | West | West | 115 | 1474 | NEW GARDENVILLE | 115 | 1 | Closed | 0.00679 | 0.02808 | 0.00465 | 1 | 0 | 167 | 556 | 210 | 4.4 | 5.6 | 2324 | Old | Closed | 0 | 0 | 0 | 0 | 0 | FALSE
979_1561_1 | 979 | TAP139845 | West | West | 115 | 1561 | GARDENVILLE | 115 | 1 | Closed | 0.00852 | 0.03522 | 0.00583 | 1 | 0 | 167 | 556 | 210 | 4.6 | 7.1 | 2325 | Old | Closed | 0 | 0 | 0 | 0 | 0 | FALSE
98_131_1 | 98 | UNKNOWN124587 | Genesse | Central | 115 | 131 | UNKNOWN124716 | 115 | 1 | Closed | 0.01067 | 0.04414 | 0.00731 | 1 | 0 | 167 | 556 | 210 | 6.6 | 8.9 | 2326 | Old | Closed | 0 | 0 | 0 | 0 | 0 | FALSE
98_99_1 | 98 | UNKNOWN124587 | Genesse | Genesse | 115 | 99 | UNKNOWN124588 | 115 | 1 | Closed | 0.01014 | 0.04193 | 0.00694 | 1 | 0 | 167 | 556 | 210 | 7.8 | 8.4 | 2327 | Old | Closed | 0 | 0 | 0 | 0 | 0 | FALSE
980_1474_1 | 980 | TAP139846 | West | West | 115 | 1474 | NEW GARDENVILLE | 115 | 1 | Closed | 0.01369 | 0.05663 | 0.00938 | 1 | 0 | 167 | 556 | 210 | 10.1 | 11.4 | 2328 | Old | Closed | 0 | 0 | 0 | 0 | 0 | FALSE
980_322_1 | 980 | TAP139846 | West | West | 115 | 322 | BALL | 115 | 1 | Closed | 0.00045 | 0.00187 | 0.00031 | 1 | 0 | 167 | 556 | 210 | 0.3 | 0.4 | 2329 | Old | Closed | 0 | 0 | 0 | 0 | 0 | FALSE
980_983_1 | 980 | TAP139846 | West | West | 115 | 983 | TAP139849 | 115 | 1 | Closed | 0.00175 | 0.00722 | 0.00119 | 1 | 0 | 167 | 556 | 210 | 1.2 | 1.4 | 2330 | Old | Closed | 0 | 0 | 0 | 0 | 0 | FALSE
981_1566_1 | 981 | TAP139847 | West | West | 115 | 1566 | HUNTLEY | 115 | 1 | Closed | 0.00926 | 0.03829 | 0.00634 | 1 | 0 | 167 | 556 | 210 | 5.3 | 7.7 | 2331 | Old | Closed | 0 | 0 | 0 | 0 | 0 | FALSE
981_323_1 | 981 | TAP139847 | West | West | 115 | 323 | UNKNOWN125422 | 115 | 1 | Closed | 2e-05 | 8e-05 | 1e-05 | 1 | 0 | 167 | 556 | 210 | 0 | 0 | 2332 | Old | Closed | 0 | 0 | 0 | 0 | 0 | FALSE
982_314_1 | 982 | TAP139848 | West | West | 115 | 314 | UNKNOWN125409 | 115 | 1 | Closed | 4e-05 | 0.00015 | 2e-05 | 1 | 0 | 167 | 556 | 210 | 0 | 0 | 2333 | Old | Closed | 0 | 0 | 0 | 0 | 0 | FALSE
982_932_1 | 982 | TAP139848 | West | West | 115 | 932 | TAP139792 | 115 | 1 | Closed | 0.00541 | 0.02235 | 0.0037 | 1 | 0 | 167 | 556 | 210 | 3.2 | 4.5 | 2334 | Old | Closed | 0 | 0 | 0 | 0 | 0 | FALSE
982_986_1 | 982 | TAP139848 | West | West | 115 | 986 | TAP139852 | 115 | 1 | Closed | 0.00175 | 0.00724 | 0.0012 | 1 | 0 | 167 | 556 | 210 | 1.2 | 1.5 | 2335 | Old | Closed | 0 | 0 | 0 | 0 | 0 | FALSE
983_256_1 | 983 | TAP139849 | West | West | 115 | 256 | UNKNOWN125293 | 115 | 1 | Closed | 0.01685 | 0.06966 | 0.01154 | 1 | 0 | 167 | 556 | 210 | 9.6 | 14 | 2336 | Old | Closed | 0 | 0 | 0 | 0 | 0 | FALSE
983_314_1 | 983 | TAP139849 | West | West | 115 | 314 | UNKNOWN125409 | 115 | 1 | Closed | 5e-05 | 0.0002 | 3e-05 | 1 | 0 | 167 | 556 | 210 | 0 | 0 | 2337 | Old | Closed | 0 | 0 | 0 | 0 | 0 | FALSE
984_316_1 | 984 | TAP139850 | West | West | 115 | 316 | UNKNOWN125412 | 115 | 1 | Closed | 0.00183 | 0.00758 | 0.00126 | 1 | 0 | 167 | 556 | 210 | 1.5 | 1.5 | 2338 | Old | Closed | 0 | 0 | 0 | 0 | 0 | FALSE
984_325_1 | 984 | TAP139850 | West | West | 115 | 325 | UNKNOWN125427 | 115 | 1 | Closed | 8e-05 | 0.00033 | 5e-05 | 1 | 0 | 167 | 556 | 210 | 0.1 | 0.1 | 2339 | Old | Closed | 0 | 0 | 0 | 0 | 0 | FALSE
984_326_1 | 984 | TAP139850 | West | West | 115 | 326 | BUFFALO SEWER AUTHORTY | 115 | 1 | Closed | 0.00296 | 0.01224 | 0.00203 | 1 | 0 | 167 | 556 | 210 | 2.3 | 2.5 | 2340 | Old | Closed | 0 | 0 | 0 | 0 | 0 | FALSE
985_1378_1 | 985 | TAP139851 | West | West | 115 | 1378 | TAP161025 | 115 | 1 | Closed | 0.00087 | 0.0036 | 0.0006 | 1 | 0 | 167 | 556 | 210 | 0.7 | 0.7 | 2341 | Old | Closed | 0 | 0 | 0 | 0 | 0 | FALSE
985_325_1 | 985 | TAP139851 | West | West | 115 | 325 | UNKNOWN125427 | 115 | 1 | Closed | 5e-05 | 0.0002 | 3e-05 | 1 | 0 | 167 | 556 | 210 | 0 | 0 | 2342 | Old | Closed | 0 | 0 | 0 | 0 | 0 | FALSE
985_326_1 | 985 | TAP139851 | West | West | 115 | 326 | BUFFALO SEWER AUTHORTY | 115 | 1 | Closed | 0.00296 | 0.01226 | 0.00203 | 1 | 0 | 167 | 556 | 210 | 2.3 | 2.5 | 2343 | Old | Closed | 0 | 0 | 0 | 0 | 0 | FALSE
986_1113_1 | 986 | TAP139852 | West | West | 115 | 1113 | TAP140490 | 115 | 1 | Closed | 0.00171 | 0.00708 | 0.00117 | 1 | 0 | 167 | 556 | 210 | 1.2 | 1.4 | 2344 | Old | Closed | 0 | 0 | 0 | 0 | 0 | FALSE
986_322_1 | 986 | TAP139852 | West | West | 115 | 322 | BALL | 115 | 1 | Closed | 0.00046 | 0.00192 | 0.00032 | 1 | 0 | 167 | 556 | 210 | 0.3 | 0.4 | 2345 | Old | Closed | 0 | 0 | 0 | 0 | 0 | FALSE
987_1571_1 | 987 | TAP139853 | West | West | 115 | 1571 | PACKARD | 115 | 1 | Closed | 0.00238 | 0.00982 | 0.00163 | 1 | 0 | 167 | 556 | 210 | 1.2 | 2 | 2346 | Old | Closed | 0 | 0 | 0 | 0 | 0 | FALSE
987_264_1 | 987 | TAP139853 | West | West | 115 | 264 | UNKNOWN125301 | 115 | 1 | Closed | 0.00132 | 0.00546 | 0.0009 | 1 | 0 | 167 | 556 | 210 | 0.6 | 1.1 | 2347 | Old | Closed | 0 | 0 | 0 | 0 | 0 | FALSE
987_566_1 | 987 | TAP139853 | West | West | 115 | 566 | UNKNOWN129573 | 115 | 1 | Closed | 5e-05 | 0.0002 | 3e-05 | 1 | 0 | 167 | 556 | 210 | 0 | 0 | 2348 | Old | Closed | 0 | 0 | 0 | 0 | 0 | FALSE
988_1527_1 | 988 | RISER139858 | North | North | 115 | 1527 | PLATTSBURGH | 115 | 1 | Closed | 0.01108 | 0.0458 | 0.00758 | 1 | 0 | 167 | 556 | 210 | 6.7 | 9.2 | 2349 | Old | Closed | 0 | 0 | 0 | 0 | 0 | FALSE
989_193_1 | 989 | PLATTSBURGH | North | North | 115 | 193 | UNKNOWN125033 | 115 | 1 | Closed | 0.00025 | 0.00103 | 0.00017 | 1 | 0 | 167 | 556 | 210 | 0.2 | 0.2 | 2350 | Old | Closed | 0 | 0 | 0 | 0 | 0 | FALSE
990_490_1 | 990 | TAP139863 | Capital | Capital | 115 | 490 | UNKNOWN127981 | 115 | 1 | Closed | 0.0027 | 0.01649 | 0.0023 | 1 | 0 | 200 | 556 | 240 | 2.8 | 3 | 2351 | Old | Closed | 0 | 0 | 0 | 7 | 0 | TRUE
990_5_1 | 990 | TAP139863 | Capital | Capital | 115 | 5 | UNKNOWN124122 | 115 | 1 | Closed | 5e-05 | 0.00019 | 3e-05 | 1 | 0 | 167 | 556 | 210 | 0 | 0 | 2352 | Old | Closed | 0 | 0 | 0 | 0 | 0 | FALSE
990_991_1 | 990 | TAP139863 | Capital | Capital | 115 | 991 | TAP139864 | 115 | 1 | Closed | 0.01039 | 0.04298 | 0.00712 | 1 | 0 | 193 | 556 | 240 | 7.8 | 8.6 | 2353 | Old | Closed | 0 | 0 | 0 | 26 | 30 | TRUE
991_491_1 | 991 | TAP139864 | Capital | Capital | 115 | 491 | UNKNOWN127984 | 115 | 1 | Closed | 3e-05 | 0.00012 | 2e-05 | 1 | 0 | 167 | 556 | 210 | 0 | 0 | 2354 | Old | Closed | 0 | 0 | 0 | 0 | 0 | FALSE
991_992_1 | 991 | TAP139864 | Capital | Capital | 115 | 992 | TAP139865 | 115 | 1 | Closed | 0.00507 | 0.02097 | 0.00347 | 1 | 0 | 193 | 556 | 240 | 4.2 | 4.2 | 2355 | Old | Closed | 0 | 0 | 0 | 26 | 30 | TRUE
992_492_1 | 992 | TAP139865 | Capital | Capital | 115 | 492 | UNKNOWN127985 | 115 | 1 | Closed | 0.00294 | 0.01217 | 0.00202 | 1 | 0 | 167 | 556 | 210 | 1.6 | 2.4 | 2356 | Old | Closed | 0 | 0 | 0 | 0 | 0 | FALSE
993_1527_1 | 993 | PLATTSBURGH | North | North | 230 | 1527 | PLATTSBURGH | 115 | 1 | Closed | 0.006 | 0.05 | 0 | 1 | 0 | 500 | 500 | 800 | 0 | 0 | 2357 | Old | Closed | 0 | 0 | 0 | 0 | 250 | TRUE
993_1527_2 | 993 | PLATTSBURGH | North | North | 230 | 1527 | PLATTSBURGH | 115 | 2 | Closed | 0.006 | 0.05 | 0 | 1 | 0 | 500 | 500 | 800 | 0 | 0 | 2358 | Old | Closed | 0 | 0 | 0 | 0 | 250 | TRUE
993_1527_3 | 993 | PLATTSBURGH | North | North | 230 | 1527 | PLATTSBURGH | 115 | 3 | Closed | 0.006 | 0.05 | 0 | 1 | 0 | 500 | 500 | 800 | 0 | 0 | #N/A | New | Not 2019 | - | - | - | - | - | #VALUE!
994_558_1 | 994 | TAP140035 | Long Island | Long Island | 69 | 558 | UNKNOWN129549 | 69 | 1 | Closed | 0.00019 | 0.00042 | 1e-05 | 1 | 0 | 96 | 250 | 123 | 0 | 0 | 2359 | Old | Closed | 0 | 0 | 0 | 0 | 0 | FALSE
994_997_1 | 994 | TAP140035 | Long Island | Long Island | 69 | 997 | TAP140039 | 69 | 1 | Closed | 0.01779 | 0.04045 | 0.00079 | 1 | 0 | 250 | 250 | 250 | 2.2 | 2.8 | 2360 | Old | Closed | 0 | 0 | 0 | 0 | 0 | FALSE
994_997_2 | 994 | TAP140035 | Long Island | Long Island | 69 | 997 | TAP140039 | 69 | 2 | Closed | 0.01779 | 0.04045 | 0.00079 | 1 | 0 | 250 | 250 | 250 | 2.2 | 2.8 | 2361 | Old | Closed | 0 | 0 | 0 | 0 | 0 | FALSE
994_998_1 | 994 | TAP140035 | Long Island | Long Island | 69 | 998 | BELLMORE | 69 | 1 | Closed | 0.02527 | 0.05746 | 0.00112 | 1 | 0 | 250 | 250 | 250 | 3.1 | 4 | 2362 | Old | Closed | 0 | 0 | 0 | 0 | 0 | FALSE
995_996_1 | 995 | TAP140036 | Long Island | Long Island | 69 | 996 | TAP140037 | 69 | 1 | Closed | 0.00015 | 0.00034 | 1e-05 | 1 | 0 | 250 | 250 | 250 | 0 | 0 | 2363 | Old | Closed | 0 | 0 | 0 | 0 | 0 | FALSE
995_996_2 | 995 | TAP140036 | Long Island | Long Island | 69 | 996 | TAP140037 | 69 | 2 | Closed | 0.00015 | 0.00034 | 1e-05 | 1 | 0 | 250 | 250 | 250 | 0 | 0 | 2364 | Old | Closed | 0 | 0 | 0 | 0 | 0 | FALSE
995_999_1 | 995 | TAP140036 | Long Island | Long Island | 69 | 999 | MALVERNE | 69 | 1 | Closed | 0.00012 | 0.00027 | 1e-05 | 1 | 0 | 96 | 250 | 123 | 0 | 0 | 2365 | Old | Closed | 0 | 0 | 0 | 0 | 0 | FALSE
995_999_2 | 995 | TAP140036 | Long Island | Long Island | 69 | 999 | MALVERNE | 69 | 2 | Closed | 0.00012 | 0.00027 | 0 | 1 | 0 | 96 | 250 | 123 | 0 | 0 | 2366 | Old | Closed | 0 | 0 | 0 | 0 | 0 | FALSE
996_588_1 | 996 | TAP140037 | Long Island | Long Island | 69 | 588 | WEST HEMPSTEAD | 69 | 1 | Closed | 0.01485 | 0.03377 | 0.00066 | 1 | 0 | 250 | 250 | 250 | 2.1 | 2.3 | 2367 | Old | Closed | 0 | 0 | 0 | 0 | 0 | FALSE
996_588_2 | 996 | TAP140037 | Long Island | Long Island | 69 | 588 | WEST HEMPSTEAD | 69 | 2 | Closed | 0.01485 | 0.03377 | 0.00066 | 1 | 0 | 250 | 250 | 250 | 2.1 | 2.3 | 2368 | Old | Closed | 0 | 0 | 0 | 0 | 0 | FALSE
996_999_1 | 996 | TAP140037 | Long Island | Long Island | 69 | 999 | MALVERNE | 69 | 1 | Closed | 0.00018 | 0.0004 | 1e-05 | 1 | 0 | 250 | 250 | 250 | 0 | 0 | 2369 | Old | Closed | 0 | 0 | 0 | 0 | 0 | FALSE
997_559_1 | 997 | TAP140039 | Long Island | Long Island | 69 | 559 | UNKNOWN129551 | 69 | 1 | Closed | 0.00016 | 0.00037 | 1e-05 | 1 | 0 | 300 | 300 | 300 | 0 | 0 | 2370 | Old | Closed | 0 | 0 | 0 | 0 | 0 | FALSE
997_559_2 | 997 | TAP140039 | Long Island | Long Island | 69 | 559 | UNKNOWN129551 | 69 | 2 | Closed | 0.00016 | 0.00037 | 1e-05 | 1 | 0 | 300 | 300 | 300 | 0 | 0 | 2371 | Old | Closed | 0 | 0 | 0 | 0 | 0 | FALSE

## 2019 On Peak
Branch
ID | From Number | From Name | From Zone Name | To Zone Name | From Nom kV | To Number | To Name | To Nom kV | Circuit | Status | R | X | B | Tap Ratio | Phase (Deg) | Lim MVA A | Lim MVA B | Lim MVA C | Distance Between Substations (Miles) | Length, Estimated from X and B (Miles)
1_1402_1 | 1 | MORTIMER | Genesse | Genesse | 115 | 1402 | RISER161217 | 115 | 1 | Closed | 0.0028 | 0.01156 | 0.00192 | 1 | 0 | 116 | 556 | 145 | 1.8 | 2.3
1_1402_2 | 1 | MORTIMER | Genesse | Genesse | 115 | 1402 | RISER161217 | 115 | 2 | Closed | 0.0028 | 0.01156 | 0.00192 | 1 | 0 | 116 | 556 | 145 | 1.8 | 2.3
1_1403_1 | 1 | MORTIMER | Genesse | Genesse | 115 | 1403 | RISER161218 | 115 | 1 | Closed | 0.00276 | 0.01141 | 0.00189 | 1 | 0 | 167 | 556 | 210 | 1.8 | 2.3
1_1404_1 | 1 | MORTIMER | Genesse | Genesse | 115 | 1404 | RISER161219 | 115 | 1 | Closed | 0.00277 | 0.01146 | 0.0019 | 1 | 0 | 167 | 556 | 210 | 1.8 | 2.3
1_1405_1 | 1 | MORTIMER | Genesse | Genesse | 115 | 1405 | RISER161220 | 115 | 1 | Closed | 0.00278 | 0.01149 | 0.0019 | 1 | 0 | 167 | 556 | 210 | 1.8 | 2.3
1_1422_1 | 1 | MORTIMER | Genesse | Genesse | 115 | 1422 | TAP162550 | 115 | 1 | Closed | 0.0019 | 0.00785 | 0.0013 | 1 | 0 | 167 | 556 | 210 | 1.4 | 1.6
1_1550_1 | 1 | MORTIMER | Genesse | Genesse | 115 | 1550 | PANNELL | 115 | 1 | Closed | 0.02427 | 0.10034 | 0.01662 | 1 | 0 | 116 | 556 | 145 | 13.7 | 20.2
1_1550_2 | 1 | MORTIMER | Genesse | Genesse | 115 | 1550 | PANNELL | 115 | 2 | Closed | 0.02427 | 0.10034 | 0.01662 | 1 | 0 | 116 | 556 | 145 | 13.7 | 20.2
1_1551_1 | 1 | MORTIMER | Genesse | Genesse | 115 | 1551 | ROCHESTER #80 | 115 | 1 | Closed | 0.00477 | 0.01973 | 0.00327 | 1 | 0 | 556 | 556 | 556 | 3.4 | 4
1_1551_2 | 1 | MORTIMER | Genesse | Genesse | 115 | 1551 | ROCHESTER #80 | 115 | 2 | Closed | 0.00437 | 0.01805 | 0.00299 | 1 | 0 | 556 | 556 | 556 | 3.4 | 3.6
1_199_1 | 1 | MORTIMER | Genesse | Genesse | 115 | 199 | UNKNOWN125117 | 115 | 1 | Closed | 0.00254 | 0.01051 | 0.00174 | 1 | 0 | 167 | 556 | 210 | 1.9 | 2.1
1_228_1 | 1 | MORTIMER | Genesse | Genesse | 115 | 228 | GOLAH | 115 | 1 | Closed | 0.01207 | 0.04989 | 0.00826 | 1 | 0 | 167 | 556 | 210 | 9.5 | 10
1_228_2 | 1 | MORTIMER | Genesse | Genesse | 115 | 228 | GOLAH | 115 | 2 | Closed | 0.01336 | 0.05524 | 0.00915 | 1 | 0 | 167 | 556 | 210 | 9.5 | 11.1
1_242_1 | 1 | MORTIMER | Genesse | Genesse | 115 | 242 | UNKNOWN125185 | 115 | 1 | Closed | 0.00663 | 0.02741 | 0.00454 | 1 | 0 | 167 | 556 | 210 | 2.3 | 5.5
10_450_1 | 10 | UNKNOWN124133 | North | North | 115 | 450 | UNKNOWN127613 | 115 | 1 | Closed | 0.00418 | 0.01729 | 0.00286 | 1 | 0 | 167 | 556 | 210 | 2.3 | 3.5
1000_65_1 | 1000 | TAP140136 | West | West | 115 | 65 | BERRY RD | 115 | 1 | Closed | 0.01367 | 0.05653 | 0.00936 | 1 | 0 | 167 | 556 | 210 | 8.9 | 11.4
1000_71_1 | 1000 | TAP140136 | West | West | 115 | 71 | WESTFIELD VILLAGE | 115 | 1 | Closed | 0.00889 | 0.03676 | 0.00609 | 1 | 0 | 167 | 556 | 210 | 4.8 | 7.4
1001_1002_1 | 1001 | TAP140315 | Mohawk Valley | Mohawk Valley | 115 | 1002 | TAP140316 | 115 | 1 | Closed | 2e-05 | 8e-05 | 1e-05 | 1 | 0 | 167 | 556 | 210 | 0 | 0
1001_1016_1 | 1001 | TAP140315 | Mohawk Valley | Mohawk Valley | 115 | 1016 | TAP140330 | 115 | 1 | Closed | 0.00554 | 0.02289 | 0.00379 | 1 | 0 | 167 | 556 | 210 | 3.5 | 4.6
1001_399_1 | 1001 | TAP140315 | Mohawk Valley | Mohawk Valley | 115 | 399 | UNKNOWN125633 | 115 | 1 | Closed | 0.00017 | 0.00071 | 0.00012 | 1 | 0 | 167 | 556 | 210 | 0.1 | 0.1
1002_1193_1 | 1002 | TAP140316 | Mohawk Valley | Mohawk Valley | 115 | 1193 | TAP141229 | 115 | 1 | Closed | 0.00442 | 0.01826 | 0.00302 | 1 | 0 | 211 | 211 | 211 | 2.8 | 3.7
1002_399_1 | 1002 | TAP140316 | Mohawk Valley | Mohawk Valley | 115 | 399 | UNKNOWN125633 | 115 | 1 | Closed | 0.00015 | 0.00063 | 0.0001 | 1 | 0 | 167 | 556 | 210 | 0.1 | 0.1
1003_1004_1 | 1003 | TAP140317 | Mohawk Valley | Mohawk Valley | 115 | 1004 | TAP140318 | 115 | 1 | Closed | 0.0089 | 0.03681 | 0.0061 | 1 | 0 | 167 | 556 | 210 | 5.8 | 7.4
1003_1196_1 | 1003 | TAP140317 | Mohawk Valley | Mohawk Valley | 115 | 1196 | TAP141232 | 115 | 1 | Closed | 0.00287 | 0.01185 | 0.00196 | 1 | 0 | 167 | 556 | 210 | 1.8 | 2.4
1003_409_1 | 1003 | TAP140317 | Mohawk Valley | Mohawk Valley | 115 | 409 | UNKNOWN125645 | 115 | 1 | Closed | 0.00014 | 0.00057 | 0.0001 | 1 | 0 | 167 | 556 | 210 | 0.1 | 0.1
1004_20_1 | 1004 | TAP140318 | Mohawk Valley | Mohawk Valley | 115 | 20 | UNKNOWN124156 | 115 | 1 | Closed | 0.00062 | 0.00256 | 0.00042 | 1 | 0 | 167 | 556 | 210 | 0.4 | 0.5
1004_21_1 | 1004 | TAP140318 | Mohawk Valley | Mohawk Valley | 115 | 21 | UNKNOWN124157 | 115 | 1 | Closed | 0.0004 | 0.00163 | 0.00027 | 1 | 0 | 167 | 556 | 210 | 0.3 | 0.3
1005_1021_1 | 1005 | TAP140319 | Mohawk Valley | Mohawk Valley | 115 | 1021 | TAP140336 | 115 | 1 | Closed | 0.00391 | 0.01616 | 0.00268 | 1 | 0 | 167 | 556 | 210 | 2.6 | 3.3
1005_21_1 | 1005 | TAP140319 | Mohawk Valley | Mohawk Valley | 115 | 21 | UNKNOWN124157 | 115 | 1 | Closed | 0.00536 | 0.02218 | 0.00367 | 1 | 0 | 167 | 556 | 210 | 4.1 | 4.5
1005_410_1 | 1005 | TAP140319 | Mohawk Valley | Mohawk Valley | 115 | 410 | UNKNOWN125646 | 115 | 1 | Closed | 4e-05 | 0.00018 | 3e-05 | 1 | 0 | 167 | 556 | 210 | 0 | 0
1006_1010_1 | 1006 | TAP140320 | Mohawk Valley | Mohawk Valley | 115 | 1010 | TAP140324 | 115 | 1 | Closed | 0.00499 | 0.02064 | 0.00342 | 1 | 0 | 167 | 556 | 210 | 3.4 | 4.2
1006_1463_1 | 1006 | TAP140320 | Mohawk Valley | Mohawk Valley | 115 | 1463 | TAP173589 | 115 | 1 | Closed | 0.02051 | 0.0848 | 0.01404 | 1 | 0 | 167 | 556 | 210 | 13.5 | 17
1006_426_1 | 1006 | TAP140320 | Mohawk Valley | Mohawk Valley | 115 | 426 | UNKNOWN125664 | 115 | 1 | Closed | 0.00086 | 0.00355 | 0.00059 | 1 | 0 | 167 | 556 | 210 | 0.6 | 0.7
1007_1011_1 | 1007 | TAP140321 | Mohawk Valley | Mohawk Valley | 115 | 1011 | TAP140325 | 115 | 1 | Closed | 0.00499 | 0.02063 | 0.00342 | 1 | 0 | 167 | 556 | 210 | 3.4 | 4.2
1007_1036_1 | 1007 | TAP140321 | Mohawk Valley | Mohawk Valley | 115 | 1036 | TAP140353 | 115 | 1 | Closed | 0.02048 | 0.0847 | 0.01402 | 1 | 0 | 167 | 556 | 210 | 13.5 | 17
1007_426_1 | 1007 | TAP140321 | Mohawk Valley | Mohawk Valley | 115 | 426 | UNKNOWN125664 | 115 | 1 | Closed | 0.00088 | 0.00363 | 0.0006 | 1 | 0 | 167 | 556 | 210 | 0.6 | 0.7
1008_1010_1 | 1008 | TAP140322 | Mohawk Valley | Mohawk Valley | 115 | 1010 | TAP140324 | 115 | 1 | Closed | 0.00664 | 0.02746 | 0.00455 | 1 | 0 | 167 | 556 | 210 | 4.3 | 5.5
1008_20_1 | 1008 | TAP140322 | Mohawk Valley | Mohawk Valley | 115 | 20 | UNKNOWN124156 | 115 | 1 | Closed | 0.01418 | 0.05866 | 0.00971 | 1 | 0 | 167 | 556 | 210 | 7.8 | 11.8
1008_427_1 | 1008 | TAP140322 | Mohawk Valley | Mohawk Valley | 115 | 427 | UNKNOWN125665 | 115 | 1 | Closed | 0.00482 | 0.01991 | 0.0033 | 1 | 0 | 167 | 556 | 210 | 3.1 | 4
1009_1011_1 | 1009 | TAP140323 | Mohawk Valley | Mohawk Valley | 115 | 1011 | TAP140325 | 115 | 1 | Closed | 0.00664 | 0.02748 | 0.00455 | 1 | 0 | 167 | 556 | 210 | 4.3 | 5.5
1009_21_1 | 1009 | TAP140323 | Mohawk Valley | Mohawk Valley | 115 | 21 | UNKNOWN124157 | 115 | 1 | Closed | 0.01417 | 0.05861 | 0.00971 | 1 | 0 | 167 | 556 | 210 | 7.8 | 11.8
1009_427_1 | 1009 | TAP140323 | Mohawk Valley | Mohawk Valley | 115 | 427 | UNKNOWN125665 | 115 | 1 | Closed | 0.00482 | 0.01994 | 0.0033 | 1 | 0 | 167 | 556 | 210 | 3.1 | 4
1010_1032_1 | 1010 | TAP140324 | Mohawk Valley | Mohawk Valley | 115 | 1032 | TAP140349 | 115 | 1 | Closed | 0.01076 | 0.04451 | 0.00737 | 1 | 0 | 167 | 556 | 210 | 6.9 | 8.9
1011_1255_1 | 1011 | TAP140325 | Mohawk Valley | Mohawk Valley | 115 | 1255 | UNKNOWN144394 | 115 | 1 | Closed | 0.00757 | 0.0313 | 0.00518 | 1 | 0 | 167 | 556 | 210 | 4.6 | 6.3
1012_1015_1 | 1012 | TAP140326 | Mohawk Valley | Mohawk Valley | 115 | 1015 | TAP140329 | 115 | 1 | Closed | 0.00718 | 0.02969 | 0.00492 | 1 | 0 | 167 | 556 | 210 | 4.4 | 6
1012_1548_1 | 1012 | TAP140326 | Mohawk Valley | Mohawk Valley | 115 | 1548 | PORTER | 115 | 1 | Closed | 0.01657 | 0.06853 | 0.01135 | 1 | 0 | 116 | 556 | 145 | 10.5 | 13.8
1012_1548_2 | 1012 | TAP140326 | Mohawk Valley | Mohawk Valley | 115 | 1548 | PORTER | 115 | 2 | Closed | 0.01657 | 0.06853 | 0.01135 | 1 | 0 | 116 | 556 | 145 | 10.5 | 13.8
1012_388_1 | 1012 | TAP140326 | Mohawk Valley | Mohawk Valley | 115 | 388 | WATKINS RD | 115 | 1 | Closed | 0.0006 | 0.00248 | 0.00041 | 1 | 0 | 167 | 556 | 210 | 0.4 | 0.5
1013_1016_1 | 1013 | TAP140327 | Mohawk Valley | Mohawk Valley | 115 | 1016 | TAP140330 | 115 | 1 | Closed | 0.00716 | 0.02961 | 0.0049 | 1 | 0 | 167 | 556 | 210 | 4.4 | 6
1013_1548_1 | 1013 | TAP140327 | Mohawk Valley | Mohawk Valley | 115 | 1548 | PORTER | 115 | 1 | Closed | 0.01658 | 0.06857 | 0.01135 | 1 | 0 | 116 | 556 | 145 | 10.5 | 13.8
1013_1548_2 | 1013 | TAP140327 | Mohawk Valley | Mohawk Valley | 115 | 1548 | PORTER | 115 | 2 | Closed | 0.01658 | 0.06857 | 0.01135 | 1 | 0 | 116 | 556 | 145 | 10.5 | 13.8
1013_388_1 | 1013 | TAP140327 | Mohawk Valley | Mohawk Valley | 115 | 388 | WATKINS RD | 115 | 1 | Closed | 0.00064 | 0.00263 | 0.00044 | 1 | 0 | 167 | 556 | 210 | 0.4 | 0.5
1014_388_1 | 1014 | TAP140328 | Mohawk Valley | Mohawk Valley | 115 | 388 | WATKINS RD | 115 | 1 | Closed | 0.00443 | 0.0183 | 0.00303 | 1 | 0 | 167 | 556 | 210 | 3 | 3.7
1014_389_1 | 1014 | TAP140328 | Mohawk Valley | Mohawk Valley | 115 | 389 | ILION | 115 | 1 | Closed | 7e-05 | 0.0003 | 5e-05 | 1 | 0 | 167 | 556 | 210 | 0.1 | 0.1
1014_574_1 | 1014 | TAP140328 | Mohawk Valley | Mohawk Valley | 115 | 574 | UNKNOWN130113 | 115 | 1 | Closed | 5e-05 | 0.00019 | 3e-05 | 1 | 0 | 167 | 556 | 210 | 0 | 0
1015_1194_1 | 1015 | TAP140329 | Mohawk Valley | Mohawk Valley | 115 | 1194 | TAP141230 | 115 | 1 | Closed | 0.00998 | 0.04128 | 0.00684 | 1 | 0 | 167 | 556 | 210 | 6.2 | 8.3
1015_49_1 | 1015 | TAP140329 | Mohawk Valley | Mohawk Valley | 115 | 49 | VALLEY | 115 | 1 | Closed | 0.00233 | 0.00963 | 0.00159 | 1 | 0 | 167 | 556 | 210 | 1.7 | 1.9
1016_49_1 | 1016 | TAP140330 | Mohawk Valley | Mohawk Valley | 115 | 49 | VALLEY | 115 | 1 | Closed | 0.00231 | 0.00953 | 0.00158 | 1 | 0 | 167 | 556 | 210 | 1.7 | 1.9
1017_1018_1 | 1017 | TAP140331 | Mohawk Valley | Mohawk Valley | 115 | 1018 | TAP140332 | 115 | 1 | Closed | 0.00271 | 0.01122 | 0.00186 | 1 | 0 | 167 | 556 | 210 | 2.1 | 2.3
1017_14_1 | 1017 | TAP140331 | Mohawk Valley | Mohawk Valley | 115 | 14 | UNKNOWN124143 | 115 | 1 | Closed | 0.00284 | 0.01174 | 0.00194 | 1 | 0 | 167 | 556 | 210 | 1.5 | 2.4
1017_457_1 | 1017 | TAP140331 | Mohawk Valley | Mohawk Valley | 115 | 457 | UNKNOWN127631 | 115 | 1 | Closed | 0.0199 | 0.08231 | 0.01363 | 1 | 0 | 167 | 556 | 210 | 10.4 | 16.6
1018_1229_1 | 1018 | TAP140332 | Mohawk Valley | Mohawk Valley | 115 | 1229 | MILFORD | 115 | 1 | Closed | 0.00651 | 0.02693 | 0.00446 | 1 | 0 | 167 | 556 | 210 | 5 | 5.4
1018_458_1 | 1018 | TAP140332 | Mohawk Valley | Mohawk Valley | 115 | 458 | UNKNOWN127632 | 115 | 1 | Closed | 3e-05 | 0.00013 | 2e-05 | 1 | 0 | 167 | 556 | 210 | 0 | 0
1019_1545_1 | 1019 | TAP140334 | Mohawk Valley | Mohawk Valley | 115 | 1545 | FRASER | 115 | 1 | Closed | 0.00626 | 0.02591 | 0.00429 | 1 | 0 | 211 | 211 | 211 | 3.6 | 5.2
1019_1545_2 | 1019 | TAP140334 | Mohawk Valley | Mohawk Valley | 115 | 1545 | FRASER | 115 | 2 | Closed | 0.00626 | 0.02591 | 0.00429 | 1 | 0 | 211 | 211 | 211 | 3.6 | 5.2
1019_459_1 | 1019 | TAP140334 | Mohawk Valley | Mohawk Valley | 115 | 459 | UNKNOWN127634 | 115 | 1 | Closed | 0.02008 | 0.08302 | 0.01375 | 1 | 0 | 167 | 556 | 210 | 15.7 | 16.7
1019_495_1 | 1019 | TAP140334 | Mohawk Valley | Mohawk Valley | 115 | 495 | UNKNOWN128052 | 115 | 1 | Closed | 0.00132 | 0.00545 | 0.0009 | 1 | 0 | 140 | 556 | 180 | 1 | 1.1
1019_495_2 | 1019 | TAP140334 | Mohawk Valley | Mohawk Valley | 115 | 495 | UNKNOWN128052 | 115 | 2 | Closed | 0.00132 | 0.00545 | 0.0009 | 1 | 0 | 140 | 556 | 180 | 1 | 1.1
1020_1026_1 | 1020 | TAP140335 | Mohawk Valley | Mohawk Valley | 115 | 1026 | TAP140342 | 115 | 1 | Closed | 0.02225 | 0.09199 | 0.01523 | 1 | 0 | 167 | 556 | 210 | 16.6 | 18.5
1020_20_1 | 1020 | TAP140335 | Mohawk Valley | Mohawk Valley | 115 | 20 | UNKNOWN124156 | 115 | 1 | Closed | 0.00918 | 0.03796 | 0.00629 | 1 | 0 | 167 | 556 | 210 | 6.5 | 7.6
1020_411_1 | 1020 | TAP140335 | Mohawk Valley | Mohawk Valley | 115 | 411 | UNKNOWN125647 | 115 | 1 | Closed | 7e-05 | 0.00031 | 5e-05 | 1 | 0 | 167 | 556 | 210 | 0 | 0.1
1021_1023_1 | 1021 | TAP140336 | Mohawk Valley | Mohawk Valley | 115 | 1023 | TAP140338 | 115 | 1 | Closed | 0.00347 | 0.01433 | 0.00237 | 1 | 0 | 167 | 556 | 210 | 2.9 | 2.9
1021_411_1 | 1021 | TAP140336 | Mohawk Valley | Mohawk Valley | 115 | 411 | UNKNOWN125647 | 115 | 1 | Closed | 7e-05 | 0.00028 | 5e-05 | 1 | 0 | 167 | 556 | 210 | 0 | 0.1
1022_1023_1 | 1022 | TAP140337 | Mohawk Valley | Mohawk Valley | 115 | 1023 | TAP140338 | 115 | 1 | Closed | 0.00096 | 0.00395 | 0.00065 | 1 | 0 | 167 | 556 | 210 | 0.6 | 0.8
1022_442_1 | 1022 | TAP140337 | Mohawk Valley | Mohawk Valley | 115 | 442 | UNKNOWN127599 | 115 | 1 | Closed | 0.00015 | 0.00063 | 0.0001 | 1 | 0 | 167 | 556 | 210 | 0.1 | 0.1
1022_443_1 | 1022 | TAP140337 | Mohawk Valley | Mohawk Valley | 115 | 443 | UNKNOWN127600 | 115 | 1 | Closed | 2e-05 | 9e-05 | 1e-05 | 1 | 0 | 167 | 556 | 210 | 0 | 0
1023_1024_1 | 1023 | TAP140338 | Mohawk Valley | Mohawk Valley | 115 | 1024 | TAP140339 | 115 | 1 | Closed | 0.00814 | 0.03365 | 0.00557 | 1 | 0 | 167 | 556 | 210 | 6.6 | 6.8
1024_1025_1 | 1024 | TAP140339 | Mohawk Valley | Mohawk Valley | 115 | 1025 | TAP140341 | 115 | 1 | Closed | 0.01065 | 0.04404 | 0.00729 | 1 | 0 | 167 | 556 | 210 | 7.8 | 8.9
1024_444_1 | 1024 | TAP140339 | Mohawk Valley | Mohawk Valley | 115 | 444 | UNKNOWN127601 | 115 | 1 | Closed | 0.0029 | 0.01199 | 0.00199 | 1 | 0 | 167 | 556 | 210 | 1.7 | 2.4
1025_418_1 | 1025 | TAP140341 | Mohawk Valley | Mohawk Valley | 115 | 418 | UNKNOWN125655 | 115 | 1 | Closed | 0.00481 | 0.01988 | 0.00329 | 1 | 0 | 167 | 556 | 210 | 3.2 | 4
1025_445_1 | 1025 | TAP140341 | Mohawk Valley | Mohawk Valley | 115 | 445 | UNKNOWN127603 | 115 | 1 | Closed | 0.00155 | 0.00639 | 0.00106 | 1 | 0 | 167 | 556 | 210 | 0.9 | 1.3
1026_418_1 | 1026 | TAP140342 | Mohawk Valley | Mohawk Valley | 115 | 418 | UNKNOWN125655 | 115 | 1 | Closed | 0.00482 | 0.01992 | 0.0033 | 1 | 0 | 167 | 556 | 210 | 3.2 | 4
1026_445_1 | 1026 | TAP140342 | Mohawk Valley | Mohawk Valley | 115 | 445 | UNKNOWN127603 | 115 | 1 | Closed | 0.00153 | 0.00633 | 0.00105 | 1 | 0 | 167 | 556 | 210 | 0.9 | 1.3
1027_1049_1 | 1027 | TAP140344 | Mohawk Valley | Mohawk Valley | 115 | 1049 | TAP140367 | 115 | 1 | Closed | 0.01103 | 0.04559 | 0.00755 | 1 | 0 | 167 | 556 | 210 | 7.8 | 9.2
1027_394_1 | 1027 | TAP140344 | Mohawk Valley | Mohawk Valley | 115 | 394 | UNKNOWN125627 | 115 | 1 | Closed | 0.00041 | 0.00169 | 0.00028 | 1 | 0 | 167 | 556 | 210 | 0.2 | 0.3
1027_59_1 | 1027 | TAP140344 | Mohawk Valley | Mohawk Valley | 115 | 59 | UNKNOWN124323 | 115 | 1 | Closed | 0.00722 | 0.02987 | 0.00495 | 1 | 0 | 167 | 556 | 210 | 4.8 | 6
1028_1050_1 | 1028 | TAP140345 | Mohawk Valley | Mohawk Valley | 115 | 1050 | TAP140368 | 115 | 1 | Closed | 0.01104 | 0.04567 | 0.00756 | 1 | 0 | 167 | 556 | 210 | 7.8 | 9.2
1028_394_1 | 1028 | TAP140345 | Mohawk Valley | Mohawk Valley | 115 | 394 | UNKNOWN125627 | 115 | 1 | Closed | 0.0004 | 0.00167 | 0.00028 | 1 | 0 | 167 | 556 | 210 | 0.3 | 0.3
1028_59_1 | 1028 | TAP140345 | Mohawk Valley | Mohawk Valley | 115 | 59 | UNKNOWN124323 | 115 | 1 | Closed | 0.00721 | 0.02982 | 0.00494 | 1 | 0 | 167 | 556 | 210 | 4.8 | 6
1029_1030_1 | 1029 | TAP140346 | Mohawk Valley | Mohawk Valley | 115 | 1030 | TAP140347 | 115 | 1 | Closed | 0.0018 | 0.00743 | 0.00123 | 1 | 0 | 167 | 556 | 210 | 1.2 | 1.5
1029_1053_1 | 1029 | TAP140346 | Mohawk Valley | Mohawk Valley | 115 | 1053 | TAP140371 | 115 | 1 | Closed | 0.00424 | 0.01754 | 0.00291 | 1 | 0 | 167 | 556 | 210 | 2.1 | 3.5
1029_398_1 | 1029 | TAP140346 | Mohawk Valley | Mohawk Valley | 115 | 398 | UNKNOWN125631 | 115 | 1 | Closed | 0.00082 | 0.0034 | 0.00056 | 1 | 0 | 167 | 556 | 210 | 0.5 | 0.7
1030_1049_1 | 1030 | TAP140347 | Mohawk Valley | Mohawk Valley | 115 | 1049 | TAP140367 | 115 | 1 | Closed | 0.0166 | 0.06863 | 0.01136 | 1 | 0 | 167 | 556 | 210 | 13.3 | 13.8
1030_1054_1 | 1030 | TAP140347 | Mohawk Valley | Mohawk Valley | 115 | 1054 | TAP140372 | 115 | 1 | Closed | 0.00875 | 0.025 | 0.003 | 1 | 0 | 116 | 116 | 145 | 4.2 | 4.3
1030_16_1 | 1030 | TAP140347 | Mohawk Valley | Mohawk Valley | 115 | 16 | BOONVILLE | 115 | 1 | Closed | 0.00835 | 0.03453 | 0.00572 | 1 | 0 | 167 | 556 | 210 | 6.7 | 6.9
1031_1033_1 | 1031 | TAP140348 | Mohawk Valley | Mohawk Valley | 115 | 1033 | TAP140350 | 115 | 1 | Closed | 0.01575 | 0.06512 | 0.01078 | 1 | 0 | 167 | 556 | 210 | 10.3 | 13.1
1031_412_1 | 1031 | TAP140348 | Mohawk Valley | Mohawk Valley | 115 | 412 | UNKNOWN125649 | 115 | 1 | Closed | 6e-05 | 0.00023 | 4e-05 | 1 | 0 | 167 | 556 | 210 | 0 | 0
1031_50_1 | 1031 | TAP140348 | Mohawk Valley | Mohawk Valley | 115 | 50 | UNKNOWN124248 | 115 | 1 | Closed | 0.00324 | 0.01342 | 0.00222 | 1 | 0 | 167 | 556 | 210 | 2.3 | 2.7
1032_419_1 | 1032 | TAP140349 | Mohawk Valley | Mohawk Valley | 115 | 419 | UNKNOWN125657 | 115 | 1 | Closed | 0.00158 | 0.00652 | 0.00108 | 1 | 0 | 167 | 556 | 210 | 0.8 | 1.3
1032_420_1 | 1032 | TAP140349 | Mohawk Valley | Mohawk Valley | 115 | 420 | UNKNOWN125658 | 115 | 1 | Closed | 8e-05 | 0.00032 | 5e-05 | 1 | 0 | 167 | 556 | 210 | 0 | 0.1
1033_1255_1 | 1033 | TAP140350 | Mohawk Valley | Mohawk Valley | 115 | 1255 | UNKNOWN144394 | 115 | 1 | Closed | 0.01474 | 0.06094 | 0.01009 | 1 | 0 | 167 | 556 | 210 | 6.4 | 12.3
1033_420_1 | 1033 | TAP140350 | Mohawk Valley | Mohawk Valley | 115 | 420 | UNKNOWN125658 | 115 | 1 | Closed | 0.00012 | 0.00048 | 8e-05 | 1 | 0 | 167 | 556 | 210 | 0.1 | 0.1
1034_1035_1 | 1034 | TAP140351 | Mohawk Valley | Mohawk Valley | 115 | 1035 | TAP140352 | 115 | 1 | Closed | 1e-05 | 6e-05 | 1e-05 | 1 | 0 | 167 | 556 | 210 | 0 | 0
1034_1038_1 | 1034 | TAP140351 | Mohawk Valley | Mohawk Valley | 115 | 1038 | TAP140355 | 115 | 1 | Closed | 0.00613 | 0.02536 | 0.0042 | 1 | 0 | 167 | 556 | 210 | 5.1 | 5.1
1034_423_1 | 1034 | TAP140351 | Mohawk Valley | Mohawk Valley | 115 | 423 | UNKNOWN125661 | 115 | 1 | Closed | 0.0002 | 0.00084 | 0.00014 | 1 | 0 | 167 | 556 | 210 | 0.1 | 0.2
1035_1463_1 | 1035 | TAP140352 | Mohawk Valley | Mohawk Valley | 115 | 1463 | TAP173589 | 115 | 1 | Closed | 2e-05 | 7e-05 | 1e-05 | 1 | 0 | 167 | 556 | 210 | 0 | 0
1035_1464_1 | 1035 | TAP140352 | Mohawk Valley | Mohawk Valley | 115 | 1464 | TAP173590 | 115 | 1 | Closed | 1e-05 | 6e-05 | 1e-05 | 1 | 0 | 167 | 556 | 210 | 0 | 0
1036_1464_1 | 1036 | TAP140353 | Mohawk Valley | Mohawk Valley | 115 | 1464 | TAP173590 | 115 | 1 | Closed | 1e-05 | 6e-05 | 1e-05 | 1 | 0 | 167 | 556 | 210 | 0 | 0
1036_423_1 | 1036 | TAP140353 | Mohawk Valley | Mohawk Valley | 115 | 423 | UNKNOWN125661 | 115 | 1 | Closed | 0.00013 | 0.00055 | 9e-05 | 1 | 0 | 167 | 556 | 210 | 0.1 | 0.1
1037_1463_1 | 1037 | TAP140354 | Mohawk Valley | Mohawk Valley | 115 | 1463 | TAP173589 | 115 | 1 | Closed | 5e-05 | 0.0002 | 3e-05 | 1 | 0 | 167 | 556 | 210 | 0 | 0
1037_421_1 | 1037 | TAP140354 | Mohawk Valley | Mohawk Valley | 115 | 421 | UNKNOWN125659 | 115 | 1 | Closed | 0.00681 | 0.02815 | 0.00466 | 1 | 0 | 167 | 556 | 210 | 3.3 | 5.7
1037_423_1 | 1037 | TAP140354 | Mohawk Valley | Mohawk Valley | 115 | 423 | UNKNOWN125661 | 115 | 1 | Closed | 0.00015 | 0.0006 | 0.0001 | 1 | 0 | 167 | 556 | 210 | 0.1 | 0.1
1038_1453_1 | 1038 | TAP140355 | Mohawk Valley | Mohawk Valley | 115 | 1453 | TAP172475 | 115 | 1 | Closed | 0.00039 | 0.00162 | 0.00027 | 1 | 0 | 167 | 556 | 210 | 0.3 | 0.3
1038_425_1 | 1038 | TAP140355 | Mohawk Valley | Mohawk Valley | 115 | 425 | UNKNOWN125663 | 115 | 1 | Closed | 0.00069 | 0.00287 | 0.00048 | 1 | 0 | 167 | 556 | 210 | 0.4 | 0.6
1039_203_1 | 1039 | TAP140356 | Mohawk Valley | Mohawk Valley | 115 | 203 | UNKNOWN125123 | 115 | 1 | Closed | 0.01483 | 0.0613 | 0.01015 | 1 | 0 | 167 | 556 | 210 | 11.6 | 12.3
1039_430_1 | 1039 | TAP140356 | Mohawk Valley | Mohawk Valley | 115 | 430 | UNKNOWN127513 | 115 | 1 | Closed | 0.00472 | 0.0195 | 0.00323 | 1 | 0 | 167 | 556 | 210 | 3.5 | 3.9
1039_82_1 | 1039 | TAP140356 | Mohawk Valley | Mohawk Valley | 115 | 82 | UNKNOWN124526 | 115 | 1 | Closed | 0.00012 | 0.00048 | 8e-05 | 1 | 0 | 167 | 556 | 210 | 0.1 | 0.1
1040_1286_1 | 1040 | TAP140357 | Mohawk Valley | Mohawk Valley | 115 | 1286 | UNKNOWN145218 | 115 | 1 | Closed | 0.0056 | 0.0125 | 0.00144 | 1 | 0 | 116 | 556 | 145 | 1.9 | 2.1
1040_379_1 | 1040 | TAP140357 | Mohawk Valley | Mohawk Valley | 115 | 379 | UNKNOWN125583 | 115 | 1 | Closed | 4e-05 | 0.00016 | 3e-05 | 1 | 0 | 167 | 556 | 210 | 0 | 0
1040_59_1 | 1040 | TAP140357 | Mohawk Valley | Mohawk Valley | 115 | 59 | UNKNOWN124323 | 115 | 1 | Closed | 0.0223 | 0.09222 | 0.01527 | 1 | 0 | 167 | 556 | 210 | 13.9 | 18.5
1041_379_1 | 1041 | TAP140358 | Mohawk Valley | Mohawk Valley | 115 | 379 | UNKNOWN125583 | 115 | 1 | Closed | 3e-05 | 0.00013 | 2e-05 | 1 | 0 | 167 | 556 | 210 | 0 | 0
1041_59_1 | 1041 | TAP140358 | Mohawk Valley | Mohawk Valley | 115 | 59 | UNKNOWN124323 | 115 | 1 | Closed | 0.0223 | 0.09221 | 0.01527 | 1 | 0 | 167 | 556 | 210 | 13.8 | 18.5
1042_1044_1 | 1042 | TAP140359 | Mohawk Valley | Mohawk Valley | 115 | 1044 | TAP140362 | 115 | 1 | Closed | 0.00656 | 0.02712 | 0.00449 | 1 | 0 | 167 | 556 | 210 | 4 | 5.5
1042_1055_1 | 1042 | TAP140359 | Mohawk Valley | Mohawk Valley | 115 | 1055 | TAP140373 | 115 | 1 | Closed | 0.00347 | 0.01434 | 0.00237 | 1 | 0 | 167 | 556 | 210 | 2.4 | 2.9
1042_382_1 | 1042 | TAP140359 | Mohawk Valley | Mohawk Valley | 115 | 382 | WALESVILLE | 115 | 1 | Closed | 0.00019 | 0.00078 | 0.00013 | 1 | 0 | 167 | 556 | 210 | 0.1 | 0.2
1043_1548_1 | 1043 | TAP140360 | Mohawk Valley | Mohawk Valley | 115 | 1548 | PORTER | 115 | 1 | Closed | 0.01006 | 0.04161 | 0.00689 | 1 | 0 | 167 | 556 | 210 | 6.3 | 8.4
1043_380_1 | 1043 | TAP140360 | Mohawk Valley | Mohawk Valley | 115 | 380 | ONEIDA | 115 | 1 | Closed | 0.02364 | 0.09777 | 0.01619 | 1 | 0 | 167 | 556 | 210 | 14.6 | 19.7
1043_382_1 | 1043 | TAP140360 | Mohawk Valley | Mohawk Valley | 115 | 382 | WALESVILLE | 115 | 1 | Closed | 0.0006 | 0.00247 | 0.00041 | 1 | 0 | 167 | 556 | 210 | 0.4 | 0.5
1044_1548_1 | 1044 | TAP140362 | Mohawk Valley | Mohawk Valley | 115 | 1548 | PORTER | 115 | 1 | Closed | 0.00388 | 0.01603 | 0.00265 | 1 | 0 | 167 | 556 | 210 | 2.4 | 3.2
1044_384_1 | 1044 | TAP140362 | Mohawk Valley | Mohawk Valley | 115 | 384 | CAVANAUGH | 115 | 1 | Closed | 0.00014 | 0.00057 | 9e-05 | 1 | 0 | 167 | 556 | 210 | 0.1 | 0.1
1045_1055_1 | 1045 | TAP140363 | Mohawk Valley | Mohawk Valley | 115 | 1055 | TAP140373 | 115 | 1 | Closed | 0.0038 | 0.01569 | 0.0026 | 1 | 0 | 167 | 556 | 210 | 2 | 3.2
1045_432_1 | 1045 | TAP140363 | Mohawk Valley | Mohawk Valley | 115 | 432 | UNKNOWN127515 | 115 | 1 | Closed | 5e-05 | 0.00021 | 3e-05 | 1 | 0 | 167 | 556 | 210 | 0 | 0
1045_433_1 | 1045 | TAP140363 | Mohawk Valley | Mohawk Valley | 115 | 433 | UNKNOWN127516 | 115 | 1 | Closed | 0.00069 | 0.00284 | 0.00047 | 1 | 0 | 167 | 556 | 210 | 0.4 | 0.6
1046_1353_1 | 1046 | TAP140364 | Mohawk Valley | Mohawk Valley | 115 | 1353 | LEVITT | 115 | 1 | Closed | 0.00307 | 0.01269 | 0.0021 | 1 | 0 | 167 | 556 | 210 | 1.2 | 2.6
1046_1396_1 | 1046 | TAP140364 | Mohawk Valley | Mohawk Valley | 115 | 1396 | TAP161165 | 115 | 1 | Closed | 0.00226 | 0.00933 | 0.00154 | 1 | 0 | 167 | 556 | 210 | 1.4 | 1.9
1046_435_1 | 1046 | TAP140364 | Mohawk Valley | Mohawk Valley | 115 | 435 | LEIGH | 115 | 1 | Closed | 0.02329 | 0.0963 | 0.01595 | 1 | 0 | 167 | 556 | 210 | 14.6 | 19.4
1047_1548_1 | 1047 | TAP140365 | Mohawk Valley | Mohawk Valley | 115 | 1548 | PORTER | 115 | 1 | Closed | 0.00389 | 0.01608 | 0.00266 | 1 | 0 | 167 | 556 | 210 | 2.2 | 3.2
1047_385_1 | 1047 | TAP140365 | Mohawk Valley | Mohawk Valley | 115 | 385 | TERMINAL | 115 | 1 | Closed | 0.00185 | 0.00763 | 0.00126 | 1 | 0 | 167 | 556 | 210 | 1.2 | 1.5
1047_438_1 | 1047 | TAP140365 | Mohawk Valley | Mohawk Valley | 115 | 438 | DUNLOP | 115 | 1 | Closed | 0.00234 | 0.00969 | 0.0016 | 1 | 0 | 167 | 556 | 210 | 1.3 | 1.9
1048_434_1 | 1048 | TAP140366 | Mohawk Valley | Mohawk Valley | 115 | 434 | ROME | 115 | 1 | Closed | 0.00151 | 0.00623 | 0.00103 | 1 | 0 | 167 | 556 | 210 | 0.8 | 1.3
1048_439_1 | 1048 | TAP140366 | Mohawk Valley | Mohawk Valley | 115 | 439 | REVERE CO | 115 | 1 | Closed | 7e-05 | 0.00028 | 5e-05 | 1 | 0 | 167 | 556 | 210 | 0 | 0.1
1048_440_1 | 1048 | TAP140366 | Mohawk Valley | Mohawk Valley | 115 | 440 | GRIFFISS AIR BASE | 115 | 1 | Closed | 0.00234 | 0.00966 | 0.0016 | 1 | 0 | 167 | 556 | 210 | 1.5 | 1.9
1049_441_1 | 1049 | TAP140367 | Mohawk Valley | Mohawk Valley | 115 | 441 | UNKNOWN127526 | 115 | 1 | Closed | 5e-05 | 0.00021 | 3e-05 | 1 | 0 | 167 | 556 | 210 | 0 | 0
105_1364_1 | 105 | GETZVILLE | West | West | 115 | 1364 | TAP160981 | 115 | 1 | Closed | 0.00405 | 0.01676 | 0.00278 | 1 | 0 | 167 | 556 | 210 | 2.5 | 3.4
105_1365_1 | 105 | GETZVILLE | West | West | 115 | 1365 | TAP160982 | 115 | 1 | Closed | 0.00407 | 0.01683 | 0.00279 | 1 | 0 | 167 | 556 | 210 | 2.5 | 3.4
105_1433_1 | 105 | GETZVILLE | West | West | 115 | 1433 | DEADEND166950 | 115 | 1 | Closed | 0.01693 | 0.07002 | 0.01159 | 1 | 0 | 167 | 556 | 210 | 9.5 | 14.1
105_1436_1 | 105 | GETZVILLE | West | West | 115 | 1436 | TAP166953 | 115 | 1 | Closed | 6e-05 | 0.00025 | 4e-05 | 1 | 0 | 167 | 556 | 210 | 0.1 | 0
105_262_1 | 105 | GETZVILLE | West | West | 115 | 262 | UNKNOWN125299 | 115 | 1 | Closed | 0.01823 | 0.07536 | 0.01248 | 1 | 0 | 167 | 556 | 210 | 9.9 | 15.2
105_309_1 | 105 | GETZVILLE | West | West | 115 | 309 | STATION 140 | 115 | 1 | Closed | 0.00227 | 0.0094 | 0.00156 | 1 | 0 | 167 | 556 | 210 | 1.9 | 1.9
105_309_2 | 105 | GETZVILLE | West | West | 115 | 309 | STATION 140 | 115 | 2 | Closed | 0.00227 | 0.00939 | 0.00155 | 1 | 0 | 167 | 556 | 210 | 1.9 | 1.9
1050_16_1 | 1050 | TAP140368 | Mohawk Valley | Mohawk Valley | 115 | 16 | BOONVILLE | 115 | 1 | Closed | 0.02493 | 0.1031 | 0.01707 | 1 | 0 | 167 | 556 | 210 | 20 | 20.7
1050_441_1 | 1050 | TAP140368 | Mohawk Valley | Mohawk Valley | 115 | 441 | UNKNOWN127526 | 115 | 1 | Closed | 4e-05 | 0.00018 | 3e-05 | 1 | 0 | 167 | 556 | 210 | 0 | 0
1051_1052_1 | 1051 | TAP140369 | Mohawk Valley | Mohawk Valley | 115 | 1052 | TAP140370 | 115 | 1 | Closed | 0.0244 | 0.10092 | 0.01671 | 1 | 0 | 167 | 556 | 210 | 19.6 | 20.3
1051_16_1 | 1051 | TAP140369 | Mohawk Valley | Mohawk Valley | 115 | 16 | BOONVILLE | 115 | 1 | Closed | 0.00207 | 0.00857 | 0.00142 | 1 | 0 | 167 | 556 | 210 | 1.7 | 1.7
1051_392_1 | 1051 | TAP140369 | Mohawk Valley | Mohawk Valley | 115 | 392 | BOONVILLE VILLAGE | 115 | 1 | Closed | 0.00027 | 0.0011 | 0.00018 | 1 | 0 | 167 | 556 | 210 | 0.2 | 0.2
1052_1548_1 | 1052 | TAP140370 | Mohawk Valley | Mohawk Valley | 115 | 1548 | PORTER | 115 | 1 | Closed | 0.00655 | 0.02708 | 0.00448 | 1 | 0 | 167 | 556 | 210 | 4.3 | 5.4
1052_387_1 | 1052 | TAP140370 | Mohawk Valley | Mohawk Valley | 115 | 387 | UNKNOWN125605 | 115 | 1 | Closed | 7e-05 | 0.00028 | 5e-05 | 1 | 0 | 167 | 556 | 210 | 0 | 0.1
1053_1054_1 | 1053 | TAP140371 | Mohawk Valley | Mohawk Valley | 115 | 1054 | TAP140372 | 115 | 1 | Closed | 0.00191 | 0.00788 | 0.0013 | 1 | 0 | 167 | 556 | 210 | 1.2 | 1.6
1053_576_1 | 1053 | TAP140371 | Mohawk Valley | Mohawk Valley | 115 | 576 | UNKNOWN130191 | 115 | 1 | Closed | 0.0002 | 0.00084 | 0.00014 | 1 | 0 | 167 | 556 | 210 | 0.2 | 0.2
1054_396_1 | 1054 | TAP140372 | Mohawk Valley | Mohawk Valley | 115 | 396 | UNKNOWN125629 | 115 | 1 | Closed | 6e-05 | 0.00024 | 4e-05 | 1 | 0 | 167 | 556 | 210 | 0 | 0
1054_397_1 | 1054 | TAP140372 | Mohawk Valley | Mohawk Valley | 115 | 397 | UNKNOWN125630 | 115 | 1 | Closed | 5e-05 | 0.00022 | 4e-05 | 1 | 0 | 167 | 556 | 210 | 0 | 0
1055_383_1 | 1055 | TAP140373 | Mohawk Valley | Mohawk Valley | 115 | 383 | VAHNUNDASIS | 115 | 1 | Closed | 4e-05 | 0.00015 | 2e-05 | 1 | 0 | 167 | 556 | 210 | 0 | 0
1056_153_1 | 1056 | TAP140411 | Central | Central | 115 | 153 | LABRADOR | 115 | 1 | Closed | 2e-05 | 7e-05 | 1e-05 | 1 | 0 | 167 | 556 | 210 | 0 | 0
1056_154_1 | 1056 | TAP140411 | Central | Central | 115 | 154 | CORTLAND | 115 | 1 | Closed | 0.01538 | 0.0636 | 0.01053 | 1 | 0 | 167 | 556 | 210 | 10.9 | 12.8
1056_366_1 | 1056 | TAP140411 | Central | Mohawk Valley | 115 | 366 | DELPHI | 115 | 1 | Closed | 0.01497 | 0.0619 | 0.01025 | 1 | 0 | 167 | 556 | 210 | 10.9 | 12.4
1057_1058_1 | 1057 | TAP140412 | Central | Central | 115 | 1058 | TAP140413 | 115 | 1 | Closed | 0.00075 | 0.0031 | 0.00051 | 1 | 0 | 167 | 556 | 210 | 0.6 | 0.6
1057_154_1 | 1057 | TAP140412 | Central | Central | 115 | 154 | CORTLAND | 115 | 1 | Closed | 8e-05 | 0.00033 | 6e-05 | 1 | 0 | 167 | 556 | 210 | 0.1 | 0.1
1057_328_1 | 1057 | TAP140412 | Central | Central | 115 | 328 | TULLY CENTER | 115 | 1 | Closed | 0.02411 | 0.09971 | 0.01651 | 1 | 0 | 167 | 556 | 210 | 13.7 | 20
1058_155_1 | 1058 | TAP140413 | Central | Central | 115 | 155 | UNKNOWN124834 | 115 | 1 | Closed | 0.00132 | 0.00546 | 0.0009 | 1 | 0 | 167 | 556 | 210 | 0.8 | 1.1
1058_156_1 | 1058 | TAP140413 | Central | Central | 115 | 156 | STARR RD | 115 | 1 | Closed | 0.00635 | 0.02625 | 0.00435 | 1 | 0 | 167 | 556 | 210 | 2.6 | 5.3
1059_156_1 | 1059 | TAP140414 | Central | Central | 115 | 156 | STARR RD | 115 | 1 | Closed | 0.00107 | 0.00444 | 0.00074 | 1 | 0 | 167 | 556 | 210 | 0.6 | 0.9
1059_157_1 | 1059 | TAP140414 | Central | Central | 115 | 157 | SUNY | 115 | 1 | Closed | 6e-05 | 0.00027 | 4e-05 | 1 | 0 | 167 | 556 | 210 | 0 | 0.1
1059_158_1 | 1059 | TAP140414 | Central | Central | 115 | 158 | UNKNOWN124837 | 115 | 1 | Closed | 0.00094 | 0.00389 | 0.00064 | 1 | 0 | 167 | 556 | 210 | 0.6 | 0.8
106_1364_1 | 106 | UNKNOWN124631 | West | West | 115 | 1364 | TAP160981 | 115 | 1 | Closed | 6e-05 | 0.00024 | 4e-05 | 1 | 0 | 167 | 556 | 210 | 0 | 0
106_1365_1 | 106 | UNKNOWN124631 | West | West | 115 | 1365 | TAP160982 | 115 | 1 | Closed | 8e-05 | 0.00034 | 6e-05 | 1 | 0 | 167 | 556 | 210 | 0 | 0.1
1060_328_1 | 1060 | TAP140415 | Central | Central | 115 | 328 | TULLY CENTER | 115 | 1 | Closed | 0.02082 | 0.0861 | 0.01426 | 1 | 0 | 167 | 556 | 210 | 12.6 | 17.3
1060_329_1 | 1060 | TAP140415 | Central | Central | 115 | 329 | TILDEN | 115 | 1 | Closed | 0.00047 | 0.00193 | 0.00032 | 1 | 0 | 167 | 556 | 210 | 0.2 | 0.4
1060_338_1 | 1060 | TAP140415 | Central | Central | 115 | 338 | ROCK CUT | 115 | 1 | Closed | 0.00414 | 0.01712 | 0.00283 | 1 | 0 | 167 | 556 | 210 | 2.7 | 3.4
1061_1478_1 | 1061 | TAP140420 | Central | Central | 115 | 1478 | DEWITT | 115 | 1 | Closed | 0.00049 | 0.00204 | 0.00034 | 1 | 0 | 167 | 556 | 210 | 0.1 | 0.4
1061_1553_1 | 1061 | TAP140420 | Central | Central | 115 | 1553 | CLAY | 115 | 1 | Closed | 0.02072 | 0.08569 | 0.01419 | 1 | 0 | 167 | 556 | 210 | 12.2 | 17.2
1061_340_1 | 1061 | TAP140420 | Central | Central | 115 | 340 | UNKNOWN125443 | 115 | 1 | Closed | 0.00896 | 0.03705 | 0.00613 | 1 | 0 | 167 | 556 | 210 | 3.5 | 7.4
1062_1064_1 | 1062 | TAP140422 | Central | Central | 115 | 1064 | TAP140424 | 115 | 1 | Closed | 0.00027 | 0.00111 | 0.00018 | 1 | 0 | 167 | 556 | 210 | 0.2 | 0.2
1062_343_1 | 1062 | TAP140422 | Central | Central | 115 | 343 | UNKNOWN125446 | 115 | 1 | Closed | 0.00361 | 0.01493 | 0.00247 | 1 | 0 | 167 | 556 | 210 | 2.2 | 3
1062_344_1 | 1062 | TAP140422 | Central | Central | 115 | 344 | UNKNOWN125447 | 115 | 1 | Closed | 0.00014 | 0.00058 | 0.0001 | 1 | 0 | 167 | 556 | 210 | 0.1 | 0.1
1063_1065_1 | 1063 | TAP140423 | Central | Central | 115 | 1065 | TAP140425 | 115 | 1 | Closed | 0.00028 | 0.00114 | 0.00019 | 1 | 0 | 167 | 556 | 210 | 0.2 | 0.2
1063_343_1 | 1063 | TAP140423 | Central | Central | 115 | 343 | UNKNOWN125446 | 115 | 1 | Closed | 0.00361 | 0.01492 | 0.00247 | 1 | 0 | 167 | 556 | 210 | 2.2 | 3
1063_344_1 | 1063 | TAP140423 | Central | Central | 115 | 344 | UNKNOWN125447 | 115 | 1 | Closed | 9e-05 | 0.00038 | 6e-05 | 1 | 0 | 167 | 556 | 210 | 0.1 | 0.1
1064_1478_1 | 1064 | TAP140424 | Central | Central | 115 | 1478 | DEWITT | 115 | 1 | Closed | 0.00267 | 0.01105 | 0.00183 | 1 | 0 | 167 | 556 | 210 | 1.5 | 2.2
1064_342_1 | 1064 | TAP140424 | Central | Central | 115 | 342 | UNKNOWN125445 | 115 | 1 | Closed | 9e-05 | 0.00038 | 6e-05 | 1 | 0 | 167 | 556 | 210 | 0 | 0.1
1065_1478_1 | 1065 | TAP140425 | Central | Central | 115 | 1478 | DEWITT | 115 | 1 | Closed | 0.00267 | 0.01102 | 0.00183 | 1 | 0 | 167 | 556 | 210 | 1.5 | 2.2
1065_342_1 | 1065 | TAP140425 | Central | Central | 115 | 342 | UNKNOWN125445 | 115 | 1 | Closed | 5e-05 | 0.0002 | 3e-05 | 1 | 0 | 167 | 556 | 210 | 0 | 0
1066_1072_1 | 1066 | TAP140426 | Central | Central | 115 | 1072 | TAP140432 | 115 | 1 | Closed | 0.00356 | 0.01471 | 0.00244 | 1 | 0 | 167 | 556 | 210 | 2.5 | 3
1066_1478_1 | 1066 | TAP140426 | Central | Central | 115 | 1478 | DEWITT | 115 | 1 | Closed | 0.0002 | 0.00081 | 0.00013 | 1 | 0 | 167 | 556 | 210 | 0.1 | 0.2
1066_341_1 | 1066 | TAP140426 | Central | Central | 115 | 341 | BUTTERMILK | 115 | 1 | Closed | 4e-05 | 0.00018 | 3e-05 | 1 | 0 | 167 | 556 | 210 | 0 | 0
1067_1071_1 | 1067 | TAP140427 | Central | Central | 115 | 1071 | TAP140431 | 115 | 1 | Closed | 0.00356 | 0.01473 | 0.00244 | 1 | 0 | 167 | 556 | 210 | 2.5 | 3
1067_1478_1 | 1067 | TAP140427 | Central | Central | 115 | 1478 | DEWITT | 115 | 1 | Closed | 0.00017 | 0.00071 | 0.00012 | 1 | 0 | 167 | 556 | 210 | 0.1 | 0.1
1067_341_1 | 1067 | TAP140427 | Central | Central | 115 | 341 | BUTTERMILK | 115 | 1 | Closed | 3e-05 | 0.00014 | 2e-05 | 1 | 0 | 167 | 556 | 210 | 0 | 0
1068_1069_1 | 1068 | TAP140428 | Central | Central | 115 | 1069 | TAP140429 | 115 | 1 | Closed | 0.00026 | 0.00107 | 0.00018 | 1 | 0 | 167 | 556 | 210 | 0.2 | 0.2
1068_1478_1 | 1068 | TAP140428 | Central | Central | 115 | 1478 | DEWITT | 115 | 1 | Closed | 0.0045 | 0.01861 | 0.00308 | 1 | 0 | 167 | 556 | 210 | 2.1 | 3.7
1068_27_1 | 1068 | TAP140428 | Central | Central | 115 | 27 | UNKNOWN124171 | 115 | 1 | Closed | 7e-05 | 0.0003 | 5e-05 | 1 | 0 | 167 | 556 | 210 | 0 | 0.1
1069_345_1 | 1069 | TAP140429 | Central | Central | 115 | 345 | UNKNOWN125448 | 115 | 1 | Closed | 3e-05 | 0.00012 | 2e-05 | 1 | 0 | 167 | 556 | 210 | 0 | 0
1069_346_1 | 1069 | TAP140429 | Central | Central | 115 | 346 | UNKNOWN125449 | 115 | 1 | Closed | 0.00049 | 0.00204 | 0.00034 | 1 | 0 | 167 | 556 | 210 | 0.2 | 0.4
107_1364_1 | 107 | UNKNOWN124632 | West | West | 115 | 1364 | TAP160981 | 115 | 1 | Closed | 0.0053 | 0.0219 | 0.00363 | 1 | 0 | 167 | 556 | 210 | 3.2 | 4.4
107_1365_1 | 107 | UNKNOWN124632 | West | West | 115 | 1365 | TAP160982 | 115 | 1 | Closed | 0.00528 | 0.02184 | 0.00362 | 1 | 0 | 167 | 556 | 210 | 3.2 | 4.4
107_1566_1 | 107 | UNKNOWN124632 | West | West | 115 | 1566 | HUNTLEY | 115 | 1 | Closed | 0.00785 | 0.03244 | 0.00537 | 1 | 0 | 167 | 556 | 210 | 4.4 | 6.5
107_1566_2 | 107 | UNKNOWN124632 | West | West | 115 | 1566 | HUNTLEY | 115 | 2 | Closed | 0.00777 | 0.03213 | 0.00532 | 1 | 0 | 167 | 556 | 210 | 4.4 | 6.5
107_1566_3 | 107 | UNKNOWN124632 | West | West | 115 | 1566 | HUNTLEY | 115 | 3 | Closed | 0.00777 | 0.03214 | 0.00532 | 1 | 0 | 167 | 556 | 210 | 4.4 | 6.5
1070_1075_1 | 1070 | TAP140430 | Central | Central | 115 | 1075 | TAP140435 | 115 | 1 | Closed | 0.00045 | 0.00188 | 0.00031 | 1 | 0 | 167 | 556 | 210 | 0.3 | 0.4
1070_27_1 | 1070 | TAP140430 | Central | Central | 115 | 27 | UNKNOWN124171 | 115 | 1 | Closed | 0.00033 | 0.00136 | 0.00022 | 1 | 0 | 167 | 556 | 210 | 0.2 | 0.3
1070_345_1 | 1070 | TAP140430 | Central | Central | 115 | 345 | UNKNOWN125448 | 115 | 1 | Closed | 4e-05 | 0.00017 | 3e-05 | 1 | 0 | 167 | 556 | 210 | 0 | 0
1071_1081_1 | 1071 | TAP140431 | Central | Central | 115 | 1081 | TAP140441 | 115 | 1 | Closed | 0.00339 | 0.01402 | 0.00232 | 1 | 0 | 167 | 556 | 210 | 1.5 | 2.8
1071_347_1 | 1071 | TAP140431 | Central | Central | 115 | 347 | UNKNOWN125450 | 115 | 1 | Closed | 0.00143 | 0.00593 | 0.00098 | 1 | 0 | 167 | 556 | 210 | 0.9 | 1.2
1072_1074_1 | 1072 | TAP140432 | Central | Central | 115 | 1074 | TAP140434 | 115 | 1 | Closed | 0.00356 | 0.0147 | 0.00243 | 1 | 0 | 167 | 556 | 210 | 1.6 | 3
1072_347_1 | 1072 | TAP140432 | Central | Central | 115 | 347 | UNKNOWN125450 | 115 | 1 | Closed | 0.00144 | 0.00594 | 0.00098 | 1 | 0 | 167 | 556 | 210 | 0.9 | 1.2
1073_1074_1 | 1073 | TAP140433 | Central | Central | 115 | 1074 | TAP140434 | 115 | 1 | Closed | 0.00028 | 0.00115 | 0.00019 | 1 | 0 | 167 | 556 | 210 | 0.2 | 0.2
1073_348_1 | 1073 | TAP140433 | Central | Central | 115 | 348 | UNKNOWN125451 | 115 | 1 | Closed | 0.00025 | 0.00102 | 0.00017 | 1 | 0 | 167 | 556 | 210 | 0.2 | 0.2
1073_349_1 | 1073 | TAP140433 | Central | Central | 115 | 349 | UNKNOWN125452 | 115 | 1 | Closed | 0.00021 | 0.00086 | 0.00014 | 1 | 0 | 167 | 556 | 210 | 0.1 | 0.2
1074_171_1 | 1074 | TAP140434 | Central | Central | 115 | 171 | TEAL | 115 | 1 | Closed | 0.005 | 0.02069 | 0.00343 | 1 | 0 | 167 | 556 | 210 | 2.7 | 4.2
1075_1292_1 | 1075 | TAP140435 | Central | Central | 115 | 1292 | TAP145298 | 115 | 1 | Closed | 0.00166 | 0.00686 | 0.00114 | 1 | 0 | 167 | 556 | 210 | 1.1 | 1.4
1075_346_1 | 1075 | TAP140435 | Central | Central | 115 | 346 | UNKNOWN125449 | 115 | 1 | Closed | 8e-05 | 0.00034 | 6e-05 | 1 | 0 | 167 | 556 | 210 | 0.1 | 0.1
1076_1098_1 | 1076 | TAP140436 | Central | Central | 115 | 1098 | TAP140460 | 115 | 1 | Closed | 0.00711 | 0.02941 | 0.00487 | 1 | 0 | 167 | 556 | 210 | 4.2 | 5.9
1076_171_1 | 1076 | TAP140436 | Central | Central | 115 | 171 | TEAL | 115 | 1 | Closed | 0.00501 | 0.0207 | 0.00343 | 1 | 0 | 167 | 556 | 210 | 3 | 4.2
1076_172_1 | 1076 | TAP140436 | Central | Central | 115 | 172 | HOPKINS | 115 | 1 | Closed | 9e-05 | 0.00039 | 6e-05 | 1 | 0 | 167 | 556 | 210 | 0.1 | 0.1
1077_1079_1 | 1077 | TAP140437 | Central | Central | 115 | 1079 | TAP140439 | 115 | 1 | Closed | 0.00387 | 0.01599 | 0.00265 | 1 | 0 | 167 | 556 | 210 | 2.4 | 3.2
1077_171_1 | 1077 | TAP140437 | Central | Central | 115 | 171 | TEAL | 115 | 1 | Closed | 0.00499 | 0.02065 | 0.00342 | 1 | 0 | 167 | 556 | 210 | 3 | 4.2
1077_172_1 | 1077 | TAP140437 | Central | Central | 115 | 172 | HOPKINS | 115 | 1 | Closed | 0.00015 | 0.00061 | 0.0001 | 1 | 0 | 167 | 556 | 210 | 0.1 | 0.1
1078_1080_1 | 1078 | TAP140438 | Central | Central | 115 | 1080 | TAP140440 | 115 | 1 | Closed | 0.00357 | 0.01476 | 0.00244 | 1 | 0 | 167 | 556 | 210 | 2.2 | 3
1078_173_1 | 1078 | TAP140438 | Central | Central | 115 | 173 | WOODARD | 115 | 1 | Closed | 0.00185 | 0.00766 | 0.00127 | 1 | 0 | 167 | 556 | 210 | 1.1 | 1.5
1078_174_1 | 1078 | TAP140438 | Central | Central | 115 | 174 | BELMONT | 115 | 1 | Closed | 5e-05 | 0.00019 | 3e-05 | 1 | 0 | 167 | 556 | 210 | 0 | 0
1079_1089_1 | 1079 | TAP140439 | Central | Central | 115 | 1089 | TAP140451 | 115 | 1 | Closed | 0.00438 | 0.01811 | 0.003 | 1 | 0 | 167 | 556 | 210 | 2.8 | 3.6
1079_174_1 | 1079 | TAP140439 | Central | Central | 115 | 174 | BELMONT | 115 | 1 | Closed | 5e-05 | 0.00022 | 4e-05 | 1 | 0 | 167 | 556 | 210 | 0 | 0
108_133_1 | 108 | UNKNOWN124634 | Central | Central | 115 | 133 | UNKNOWN124726 | 115 | 1 | Closed | 0.02302 | 0.09519 | 0.01576 | 1 | 0 | 167 | 556 | 210 | 11 | 19.1
108_1568_1 | 108 | UNKNOWN124634 | Central | Central | 115 | 1568 | HILLSIDE | 115 | 1 | Closed | 0.00685 | 0.02832 | 0.00469 | 1 | 0 | 167 | 556 | 210 | 3 | 5.7
1080_1088_1 | 1080 | TAP140440 | Central | Central | 115 | 1088 | TAP140450 | 115 | 1 | Closed | 0.00082 | 0.00341 | 0.00056 | 1 | 0 | 167 | 556 | 210 | 0.5 | 0.7
1080_175_1 | 1080 | TAP140440 | Central | Central | 115 | 175 | UNKNOWN124964 | 115 | 1 | Closed | 5e-05 | 0.00021 | 4e-05 | 1 | 0 | 167 | 556 | 210 | 0 | 0
1081_1096_1 | 1081 | TAP140441 | Central | Central | 115 | 1096 | TAP140458 | 115 | 1 | Closed | 0.00571 | 0.02359 | 0.00391 | 1 | 0 | 167 | 556 | 210 | 4.1 | 4.7
1081_348_1 | 1081 | TAP140441 | Central | Central | 115 | 348 | UNKNOWN125451 | 115 | 1 | Closed | 0.00037 | 0.00152 | 0.00025 | 1 | 0 | 167 | 556 | 210 | 0.3 | 0.3
1082_1477_1 | 1082 | TAP140442 | Central | Central | 115 | 1477 | ELBRIDGE | 115 | 1 | Closed | 0.0089 | 0.03681 | 0.0061 | 1 | 0 | 167 | 556 | 210 | 5.5 | 7.4
1082_180_1 | 1082 | TAP140442 | Central | Central | 115 | 180 | MILTON | 115 | 1 | Closed | 8e-05 | 0.00032 | 5e-05 | 1 | 0 | 167 | 556 | 210 | 0.1 | 0.1
1082_334_1 | 1082 | TAP140442 | Central | Central | 115 | 334 | UNKNOWN125437 | 115 | 1 | Closed | 0.00402 | 0.01662 | 0.00275 | 1 | 0 | 167 | 556 | 210 | 2.5 | 3.3
1083_1477_1 | 1083 | TAP140443 | Central | Central | 115 | 1477 | ELBRIDGE | 115 | 1 | Closed | 0.00892 | 0.03688 | 0.00611 | 1 | 0 | 167 | 556 | 210 | 5.5 | 7.4
1083_180_1 | 1083 | TAP140443 | Central | Central | 115 | 180 | MILTON | 115 | 1 | Closed | 7e-05 | 0.00029 | 5e-05 | 1 | 0 | 167 | 556 | 210 | 0.1 | 0.1
1083_334_1 | 1083 | TAP140443 | Central | Central | 115 | 334 | UNKNOWN125437 | 115 | 1 | Closed | 0.00399 | 0.01649 | 0.00273 | 1 | 0 | 167 | 556 | 210 | 2.5 | 3.3
1084_1087_1 | 1084 | TAP140446 | Central | Central | 115 | 1087 | TAP140449 | 115 | 1 | Closed | 0.00448 | 0.01851 | 0.00306 | 1 | 0 | 167 | 556 | 210 | 2.4 | 3.7
1084_182_1 | 1084 | TAP140446 | Central | Central | 115 | 182 | ANHEUSER BUSCH | 115 | 1 | Closed | 0.00093 | 0.00386 | 0.00064 | 1 | 0 | 167 | 556 | 210 | 0.5 | 0.8
1084_183_1 | 1084 | TAP140446 | Central | Central | 115 | 183 | LYSANDER | 115 | 1 | Closed | 5e-05 | 0.00021 | 3e-05 | 1 | 0 | 167 | 556 | 210 | 0 | 0
1085_1086_1 | 1085 | TAP140447 | Central | Central | 115 | 1086 | TAP140448 | 115 | 1 | Closed | 0.00445 | 0.01842 | 0.00305 | 1 | 0 | 167 | 556 | 210 | 2.4 | 3.7
1085_182_1 | 1085 | TAP140447 | Central | Central | 115 | 182 | ANHEUSER BUSCH | 115 | 1 | Closed | 0.00095 | 0.00392 | 0.00065 | 1 | 0 | 167 | 556 | 210 | 0.6 | 0.8
1085_183_1 | 1085 | TAP140447 | Central | Central | 115 | 183 | LYSANDER | 115 | 1 | Closed | 4e-05 | 0.00017 | 3e-05 | 1 | 0 | 167 | 556 | 210 | 0 | 0
1086_1091_1 | 1086 | TAP140448 | Central | Central | 115 | 1091 | TAP140453 | 115 | 1 | Closed | 0.0024 | 0.00994 | 0.00165 | 1 | 0 | 167 | 556 | 210 | 1.8 | 2
1086_354_1 | 1086 | TAP140448 | Central | Central | 115 | 354 | UNKNOWN125473 | 115 | 1 | Closed | 0.01578 | 0.06527 | 0.01081 | 1 | 0 | 167 | 556 | 210 | 8.6 | 13.1
1087_1090_1 | 1087 | TAP140449 | Central | Central | 115 | 1090 | TAP140452 | 115 | 1 | Closed | 0.00239 | 0.0099 | 0.00164 | 1 | 0 | 167 | 556 | 210 | 1.8 | 2
1087_1460_1 | 1087 | TAP140449 | Central | Central | 115 | 1460 | TAP173533 | 115 | 1 | Closed | 0.02445 | 0.1011 | 0.01674 | 1 | 0 | 167 | 556 | 210 | 19 | 20.3
1088_1477_1 | 1088 | TAP140450 | Central | Central | 115 | 1477 | ELBRIDGE | 115 | 1 | Closed | 0.01175 | 0.04859 | 0.00805 | 1 | 0 | 167 | 556 | 210 | 7.7 | 9.8
1088_334_1 | 1088 | TAP140450 | Central | Central | 115 | 334 | UNKNOWN125437 | 115 | 1 | Closed | 0.00454 | 0.01876 | 0.00311 | 1 | 0 | 167 | 556 | 210 | 3.3 | 3.8
1089_1091_1 | 1089 | TAP140451 | Central | Central | 115 | 1091 | TAP140453 | 115 | 1 | Closed | 0.00908 | 0.03754 | 0.00622 | 1 | 0 | 167 | 556 | 210 | 5.8 | 7.6
1089_1477_1 | 1089 | TAP140451 | Central | Central | 115 | 1477 | ELBRIDGE | 115 | 1 | Closed | 0.01177 | 0.04868 | 0.00806 | 1 | 0 | 167 | 556 | 210 | 7.7 | 9.8
109_124_1 | 109 | UNKNOWN124639 | Central | Central | 115 | 124 | UNKNOWN124668 | 115 | 1 | Closed | 0.01167 | 0.04826 | 0.00799 | 1 | 0 | 167 | 556 | 210 | 9.3 | 9.7
109_1568_1 | 109 | UNKNOWN124639 | Central | Central | 115 | 1568 | HILLSIDE | 115 | 1 | Closed | 0.00789 | 0.03261 | 0.0054 | 1 | 0 | 167 | 556 | 210 | 6.5 | 6.6
1090_185_1 | 1090 | TAP140452 | Central | Central | 115 | 185 | SORRELL HILL | 115 | 1 | Closed | 0.00014 | 0.00059 | 0.0001 | 1 | 0 | 167 | 556 | 210 | 0.1 | 0.1
1090_334_1 | 1090 | TAP140452 | Central | Central | 115 | 334 | UNKNOWN125437 | 115 | 1 | Closed | 0.01362 | 0.05631 | 0.00932 | 1 | 0 | 167 | 556 | 210 | 8.9 | 11.3
1091_185_1 | 1091 | TAP140453 | Central | Central | 115 | 185 | SORRELL HILL | 115 | 1 | Closed | 0.00012 | 0.00052 | 9e-05 | 1 | 0 | 167 | 556 | 210 | 0.1 | 0.1
1092_1266_1 | 1092 | TAP140454 | Central | Central | 115 | 1266 | UNKNOWN145003 | 115 | 1 | Closed | 0.00573 | 0.02369 | 0.00392 | 1 | 0 | 167 | 556 | 210 | 4.4 | 4.8
1092_1553_1 | 1092 | TAP140454 | Central | Central | 115 | 1553 | CLAY | 115 | 1 | Closed | 0.00038 | 0.00158 | 0.00026 | 1 | 0 | 167 | 556 | 210 | 0.2 | 0.3
1092_908_1 | 1092 | TAP140454 | Central | Central | 115 | 908 | TAP139299 | 115 | 1 | Closed | 0.03188 | 0.13182 | 0.02183 | 1 | 0 | 167 | 556 | 210 | 24 | 26.5
1093_1095_1 | 1093 | TAP140455 | Central | Central | 115 | 1095 | TAP140457 | 115 | 1 | Closed | 0.00669 | 0.02765 | 0.00458 | 1 | 0 | 167 | 556 | 210 | 5.3 | 5.6
1093_1553_1 | 1093 | TAP140455 | Central | Central | 115 | 1553 | CLAY | 115 | 1 | Closed | 0.00544 | 0.0225 | 0.00373 | 1 | 0 | 167 | 556 | 210 | 2.5 | 4.5
1093_350_1 | 1093 | TAP140455 | Central | Central | 115 | 350 | UNKNOWN125469 | 115 | 1 | Closed | 8e-05 | 0.00032 | 5e-05 | 1 | 0 | 167 | 556 | 210 | 0 | 0.1
1094_1096_1 | 1094 | TAP140456 | Central | Central | 115 | 1096 | TAP140458 | 115 | 1 | Closed | 0.00668 | 0.0276 | 0.00457 | 1 | 0 | 167 | 556 | 210 | 5.3 | 5.5
1094_1553_1 | 1094 | TAP140456 | Central | Central | 115 | 1553 | CLAY | 115 | 1 | Closed | 0.00542 | 0.0224 | 0.00371 | 1 | 0 | 167 | 556 | 210 | 2.5 | 4.5
1094_350_1 | 1094 | TAP140456 | Central | Central | 115 | 350 | UNKNOWN125469 | 115 | 1 | Closed | 7e-05 | 0.0003 | 5e-05 | 1 | 0 | 167 | 556 | 210 | 0 | 0.1
1095_167_1 | 1095 | TAP140457 | Central | Central | 115 | 167 | PINE GROVE | 115 | 1 | Closed | 0.0001 | 0.0004 | 7e-05 | 1 | 0 | 167 | 556 | 210 | 0.1 | 0.1
1095_169_1 | 1095 | TAP140457 | Central | Central | 115 | 169 | UNKNOWN124958 | 115 | 1 | Closed | 0.00626 | 0.02587 | 0.00428 | 1 | 0 | 167 | 556 | 210 | 3.7 | 5.2
1096_167_1 | 1096 | TAP140458 | Central | Central | 115 | 167 | PINE GROVE | 115 | 1 | Closed | 0.00012 | 0.00051 | 8e-05 | 1 | 0 | 167 | 556 | 210 | 0.1 | 0.1
1097_1099_1 | 1097 | TAP140459 | Central | Central | 115 | 1099 | TAP140461 | 115 | 1 | Closed | 0.00261 | 0.01078 | 0.00178 | 1 | 0 | 167 | 556 | 210 | 1.5 | 2.2
1097_1553_1 | 1097 | TAP140459 | Central | Central | 115 | 1553 | CLAY | 115 | 1 | Closed | 0.00365 | 0.01511 | 0.0025 | 1 | 0 | 167 | 556 | 210 | 2.4 | 3
1097_173_1 | 1097 | TAP140459 | Central | Central | 115 | 173 | WOODARD | 115 | 1 | Closed | 0.00493 | 0.02038 | 0.00337 | 1 | 0 | 167 | 556 | 210 | 2.9 | 4.1
1098_1553_1 | 1098 | TAP140460 | Central | Central | 115 | 1553 | CLAY | 115 | 1 | Closed | 0.00366 | 0.01514 | 0.00251 | 1 | 0 | 167 | 556 | 210 | 2.4 | 3
1098_351_1 | 1098 | TAP140460 | Central | Central | 115 | 351 | EUCLID/OCWA | 115 | 1 | Closed | 0.00274 | 0.01135 | 0.00188 | 1 | 0 | 167 | 556 | 210 | 1.5 | 2.3
1099_351_1 | 1099 | TAP140461 | Central | Central | 115 | 351 | EUCLID/OCWA | 115 | 1 | Closed | 9e-05 | 0.00035 | 6e-05 | 1 | 0 | 167 | 556 | 210 | 0 | 0.1
1099_352_1 | 1099 | TAP140461 | Central | Central | 115 | 352 | UNKNOWN125471 | 115 | 1 | Closed | 0.00041 | 0.0017 | 0.00028 | 1 | 0 | 167 | 556 | 210 | 0.3 | 0.3
11_489_1 | 11 | UNKNOWN124134 | Capital | Capital | 115 | 489 | UNKNOWN127980 | 115 | 1 | Closed | 0.00196 | 0.00812 | 0.00134 | 1 | 0 | 167 | 556 | 210 | 1.3 | 1.6
110_114_1 | 110 | UNKNOWN124640 | Central | Central | 115 | 114 | UNKNOWN124644 | 115 | 1 | Closed | 0.02289 | 0.09466 | 0.01567 | 1 | 0 | 167 | 556 | 210 | 14.3 | 19
110_1568_1 | 110 | UNKNOWN124640 | Central | Central | 115 | 1568 | HILLSIDE | 115 | 1 | Closed | 0.01636 | 0.06764 | 0.0112 | 1 | 0 | 167 | 556 | 210 | 10.2 | 13.6
1100_1187_1 | 1100 | TAP140462 | Central | Central | 115 | 1187 | TAP141065 | 115 | 1 | Closed | 0.00574 | 0.02374 | 0.00393 | 1 | 0 | 211 | 211 | 211 | 3.6 | 4.8
1100_1187_2 | 1100 | TAP140462 | Central | Central | 115 | 1187 | TAP141065 | 115 | 2 | Closed | 0.00574 | 0.02374 | 0.00393 | 1 | 0 | 211 | 211 | 211 | 3.6 | 4.8
1100_24_1 | 1100 | TAP140462 | Central | Central | 115 | 24 | UNKNOWN124162 | 115 | 1 | Closed | 0.02855 | 0.11804 | 0.01955 | 1 | 0 | 167 | 556 | 210 | 17.6 | 23.7
1100_360_1 | 1100 | TAP140462 | Central | Central | 115 | 360 | UNKNOWN125480 | 115 | 1 | Closed | 0.00012 | 0.00048 | 8e-05 | 1 | 0 | 167 | 556 | 210 | 0 | 0.1
1101_1103_1 | 1101 | TAP140463 | Central | Central | 115 | 1103 | TAP140465 | 115 | 1 | Closed | 0.01709 | 0.07067 | 0.0117 | 1 | 0 | 167 | 556 | 210 | 10.6 | 14.2
1101_1461_1 | 1101 | TAP140463 | Central | Central | 115 | 1461 | TAP173587 | 115 | 1 | Closed | 0.01083 | 0.04476 | 0.00741 | 1 | 0 | 167 | 556 | 210 | 6.7 | 9
1101_360_1 | 1101 | TAP140463 | Central | Central | 115 | 360 | UNKNOWN125480 | 115 | 1 | Closed | 7e-05 | 0.00029 | 5e-05 | 1 | 0 | 167 | 556 | 210 | 0 | 0.1
1102_1105_1 | 1102 | TAP140464 | Central | Central | 115 | 1105 | TAP140467 | 115 | 1 | Closed | 0.00197 | 0.00816 | 0.00135 | 1 | 0 | 167 | 556 | 210 | 1.6 | 1.6
1102_24_1 | 1102 | TAP140464 | Central | Central | 115 | 24 | UNKNOWN124162 | 115 | 1 | Closed | 0.02496 | 0.10319 | 0.01709 | 1 | 0 | 167 | 556 | 210 | 17.8 | 20.8
1103_1104_1 | 1103 | TAP140465 | Central | Central | 115 | 1104 | TAP140466 | 115 | 1 | Closed | 0.00327 | 0.01353 | 0.00224 | 1 | 0 | 167 | 556 | 210 | 2.7 | 2.7
1104_361_1 | 1104 | TAP140466 | Central | Central | 115 | 361 | UNKNOWN125563 | 115 | 1 | Closed | 7e-05 | 0.00029 | 5e-05 | 1 | 0 | 167 | 556 | 210 | 0 | 0.1
1104_362_1 | 1104 | TAP140466 | Central | Central | 115 | 362 | UNKNOWN125564 | 115 | 1 | Closed | 0.00095 | 0.00392 | 0.00065 | 1 | 0 | 167 | 556 | 210 | 0.7 | 0.8
1105_1553_1 | 1105 | TAP140467 | Central | Central | 115 | 1553 | CLAY | 115 | 1 | Closed | 0.00718 | 0.02968 | 0.00491 | 1 | 0 | 167 | 556 | 210 | 5.4 | 6
1105_365_1 | 1105 | TAP140467 | Central | Central | 115 | 365 | GILBERT MILLS | 115 | 1 | Closed | 0.00897 | 0.03711 | 0.00614 | 1 | 0 | 167 | 556 | 210 | 5.7 | 7.5
1106_1107_1 | 1106 | TAP140479 | West | West | 115 | 1107 | TAP140480 | 115 | 1 | Closed | 8e-05 | 0.00032 | 5e-05 | 1 | 0 | 167 | 556 | 210 | 0 | 0.1
1106_1108_1 | 1106 | TAP140479 | West | West | 115 | 1108 | ISHUA SWITCH TOWER | 115 | 1 | Closed | 5e-05 | 0.00022 | 4e-05 | 1 | 0 | 167 | 556 | 210 | 0 | 0
1106_47_1 | 1106 | TAP140479 | West | West | 115 | 47 | VALLEY CAT | 115 | 1 | Closed | 0.01392 | 0.05755 | 0.00953 | 1 | 0 | 167 | 556 | 210 | 7.7 | 11.6
1107_1576_1 | 1107 | TAP140480 | West | West | 115 | 1576 | FIVE MILE | 115 | 1 | Closed | 0.00696 | 0.02878 | 0.00476 | 1 | 0 | 167 | 556 | 210 | 5.1 | 5.8
1107_48_1 | 1107 | TAP140480 | West | West | 115 | 48 | MACHIAS #13 | 115 | 1 | Closed | 0.01145 | 0.04733 | 0.00784 | 1 | 0 | 167 | 556 | 210 | 9.6 | 9.5
1108_1576_1 | 1108 | ISHUA SWITCH TOWER | West | West | 115 | 1576 | FIVE MILE | 115 | 1 | Closed | 0.00695 | 0.02875 | 0.00476 | 1 | 0 | 167 | 556 | 210 | 5.1 | 5.8
1109_102_1 | 1109 | TAP140482 | West | West | 115 | 102 | N AKRON | 115 | 1 | Closed | 0.00222 | 0.00917 | 0.00152 | 1 | 0 | 167 | 556 | 210 | 1.9 | 1.8
1109_103_1 | 1109 | TAP140482 | West | West | 115 | 103 | UNKNOWN124628 | 115 | 1 | Closed | 0.00277 | 0.01146 | 0.0019 | 1 | 0 | 167 | 556 | 210 | 1.9 | 2.3
1109_1111_1 | 1109 | TAP140482 | West | West | 115 | 1111 | TAP140486 | 115 | 1 | Closed | 0.01035 | 0.04281 | 0.00709 | 1 | 0 | 167 | 556 | 210 | 7.5 | 8.6
1111_1379_1 | 1111 | TAP140486 | West | West | 115 | 1379 | ALABAMA SWITCH | 115 | 1 | Closed | 0.00063 | 0.00262 | 0.00043 | 1 | 0 | 167 | 556 | 210 | 0.4 | 0.5
1111_269_1 | 1111 | TAP140486 | West | West | 115 | 269 | LOCKPORT | 115 | 1 | Closed | 0.01794 | 0.07419 | 0.01229 | 1 | 0 | 167 | 556 | 210 | 11 | 14.9
1112_137_1 | 1112 | TAP140488 | West | West | 115 | 137 | BIG TREE | 115 | 1 | Closed | 0.00579 | 0.02392 | 0.00396 | 1 | 0 | 167 | 556 | 210 | 4.7 | 4.8
1112_1561_1 | 1112 | TAP140488 | West | West | 115 | 1561 | GARDENVILLE | 115 | 1 | Closed | 0.0023 | 0.00952 | 0.00158 | 1 | 0 | 167 | 556 | 210 | 1.6 | 1.9
1112_160_1 | 1112 | TAP140488 | West | West | 115 | 160 | UNKNOWN124940 | 115 | 1 | Closed | 3e-05 | 0.00013 | 2e-05 | 1 | 0 | 167 | 556 | 210 | 0 | 0
1113_1282_1 | 1113 | TAP140490 | West | West | 115 | 1282 | TAP145199 | 115 | 1 | Closed | 0.0028 | 0.01157 | 0.00192 | 1 | 0 | 167 | 556 | 210 | 2 | 2.3
1113_312_1 | 1113 | TAP140490 | West | West | 115 | 312 | UNKNOWN125407 | 115 | 1 | Closed | 6e-05 | 0.00024 | 4e-05 | 1 | 0 | 167 | 556 | 210 | 0 | 0
1114_1350_1 | 1114 | TAP140491 | West | West | 115 | 1350 | TAP156246 | 115 | 1 | Closed | 0.01415 | 0.0585 | 0.00969 | 1 | 0 | 167 | 556 | 210 | 6.4 | 11.8
1114_312_1 | 1114 | TAP140491 | West | West | 115 | 312 | UNKNOWN125407 | 115 | 1 | Closed | 6e-05 | 0.00023 | 4e-05 | 1 | 0 | 167 | 556 | 210 | 0 | 0
1114_320_1 | 1114 | TAP140491 | West | West | 115 | 320 | UNKNOWN125417 | 115 | 1 | Closed | 0.0126 | 0.0521 | 0.00863 | 1 | 0 | 167 | 556 | 210 | 7.2 | 10.5
1115_1123_1 | 1115 | TAP140502 | Genesse | Genesse | 115 | 1123 | TAP140649 | 115 | 1 | Closed | 0.00998 | 0.04127 | 0.00683 | 1 | 0 | 167 | 556 | 210 | 6.1 | 8.3
1115_96_1 | 1115 | TAP140502 | Genesse | Genesse | 115 | 96 | UNKNOWN124585 | 115 | 1 | Closed | 2e-05 | 8e-05 | 1e-05 | 1 | 0 | 167 | 556 | 210 | 0 | 0
1115_97_1 | 1115 | TAP140502 | Genesse | Genesse | 115 | 97 | UNKNOWN124586 | 115 | 1 | Closed | 0.001 | 0.00414 | 0.00069 | 1 | 0 | 167 | 556 | 210 | 0.7 | 0.8
1116_42_1 | 1116 | TAP140503 | West | West | 115 | 42 | UNKNOWN124228 | 115 | 1 | Closed | 0.00378 | 0.01565 | 0.00259 | 1 | 0 | 167 | 556 | 210 | 2.5 | 3.1
1116_43_1 | 1116 | TAP140503 | West | West | 115 | 43 | DUGAN | 115 | 1 | Closed | 0.00609 | 0.02519 | 0.00417 | 1 | 0 | 167 | 556 | 210 | 3.3 | 5.1
1116_92_1 | 1116 | TAP140503 | West | Genesse | 115 | 92 | UNKNOWN124581 | 115 | 1 | Closed | 0.02586 | 0.10695 | 0.01771 | 1 | 0 | 167 | 556 | 210 | 15.2 | 21.5
1117_1296_1 | 1117 | TAP140504 | West | West | 230 | 1296 | HIGH SHELDON | 230 | 1 | Closed | 0.0019 | 0.0153 | 0.05837 | 1 | 0 | 453 | 936 | 579 | 9.4 | 14.8
1117_1307_1 | 1117 | TAP140504 | West | West | 230 | 1307 | WETHERSFIELD | 230 | 1 | Closed | 0.0005 | 0.00405 | 0.01546 | 1 | 0 | 453 | 936 | 579 | 2.5 | 3.9
1117_138_1 | 1117 | TAP140504 | West | West | 230 | 138 | UNKNOWN124741 | 230 | 1 | Closed | 1e-05 | 6e-05 | 0.00023 | 1 | 0 | 453 | 936 | 579 | 0.1 | 0.1
1118_1388_1 | 1118 | TAP140505 | West | West | 115 | 1388 | TAP161087 | 115 | 1 | Closed | 0.00035 | 0.00145 | 0.00024 | 1 | 0 | 167 | 556 | 210 | 0.3 | 0.3
1118_232_1 | 1118 | TAP140505 | West | West | 115 | 232 | LAPP | 115 | 1 | Closed | 0.01208 | 0.04996 | 0.00827 | 1 | 0 | 167 | 556 | 210 | 6.6 | 10
1119_1297_1 | 1119 | TAP140506 | West | West | 115 | 1297 | SOUR SPRINGS SWITCH | 115 | 1 | Closed | 4e-05 | 0.00016 | 3e-05 | 1 | 0 | 167 | 556 | 210 | 0 | 0
1119_269_1 | 1119 | TAP140506 | West | West | 115 | 269 | LOCKPORT | 115 | 1 | Closed | 0.02912 | 0.12039 | 0.01994 | 1 | 0 | 167 | 556 | 210 | 18 | 24.2
112_1465_1 | 112 | UNKNOWN124642 | Central | Central | 115 | 1465 | TAP173591 | 115 | 1 | Closed | 0.00715 | 0.02956 | 0.00489 | 1 | 0 | 167 | 556 | 210 | 2.9 | 5.9
1120_1110_1 | 1120 | TAP140507 | West | West | 115 | 1110 | SHELDON SWITCH | 115 | 1 | Closed | 0.00946 | 0.03912 | 0.00648 | 1 | 0 | 167 | 556 | 210 | 5.9 | 7.9
1120_1253_1 | 1120 | TAP140507 | West | Genesse | 115 | 1253 | UNKNOWN144120 | 115 | 1 | Closed | 0.05634 | 0.23298 | 0.03858 | 1 | 0 | 167 | 556 | 210 | 34.4 | 46.8
1120_1297_1 | 1120 | TAP140507 | West | West | 115 | 1297 | SOUR SPRINGS SWITCH | 115 | 1 | Closed | 4e-05 | 0.00018 | 3e-05 | 1 | 0 | 167 | 556 | 210 | 0 | 0
1121_1297_1 | 1121 | TAP140508 | West | West | 115 | 1297 | SOUR SPRINGS SWITCH | 115 | 1 | Closed | 3e-05 | 0.00012 | 2e-05 | 1 | 0 | 167 | 556 | 210 | 0 | 0
1121_1380_1 | 1121 | TAP140508 | West | West | 115 | 1380 | TAP161058 | 115 | 1 | Closed | 0.01055 | 0.04363 | 0.00722 | 1 | 0 | 167 | 556 | 210 | 6.6 | 8.8
1122_1297_1 | 1122 | TAP140509 | West | West | 115 | 1297 | SOUR SPRINGS SWITCH | 115 | 1 | Closed | 0.00508 | 0.021 | 0.00348 | 1 | 0 | 167 | 556 | 210 | 4.3 | 4.2
1122_251_1 | 1122 | TAP140509 | West | West | 115 | 251 | UNKNOWN125200 | 115 | 1 | Closed | 0.00028 | 0.00116 | 0.00019 | 1 | 0 | 167 | 556 | 210 | 0.2 | 0.2
1122_252_1 | 1122 | TAP140509 | West | West | 115 | 252 | SHELBY | 115 | 1 | Closed | 9e-05 | 0.00035 | 6e-05 | 1 | 0 | 167 | 556 | 210 | 0.1 | 0.1
1123_139_1 | 1123 | TAP140649 | Genesse | West | 115 | 139 | PERRY #162 | 115 | 1 | Closed | 0.02035 | 0.08417 | 0.01394 | 1 | 0 | 167 | 556 | 210 | 14.7 | 16.9
1123_94_1 | 1123 | TAP140649 | Genesse | Genesse | 115 | 94 | UNKNOWN124583 | 115 | 1 | Closed | 5e-05 | 0.00021 | 3e-05 | 1 | 0 | 167 | 556 | 210 | 0 | 0
1124_100_1 | 1124 | TAP140650 | Genesse | Genesse | 115 | 100 | UNKNOWN124589 | 115 | 1 | Closed | 0.00201 | 0.00832 | 0.00138 | 1 | 0 | 167 | 556 | 210 | 0.8 | 1.7
1124_92_1 | 1124 | TAP140650 | Genesse | Genesse | 115 | 92 | UNKNOWN124581 | 115 | 1 | Closed | 0.01833 | 0.07578 | 0.01255 | 1 | 0 | 167 | 556 | 210 | 11.1 | 15.2
1124_99_1 | 1124 | TAP140650 | Genesse | Genesse | 115 | 99 | UNKNOWN124588 | 115 | 1 | Closed | 0.01616 | 0.0668 | 0.01106 | 1 | 0 | 167 | 556 | 210 | 9.2 | 13.4
1125_1126_1 | 1125 | TAP140651 | Genesse | Genesse | 115 | 1126 | TAP140652 | 115 | 1 | Closed | 3e-05 | 0.00014 | 2e-05 | 1 | 0 | 167 | 556 | 210 | 0 | 0
1125_1308_1 | 1125 | TAP140651 | Genesse | Genesse | 115 | 1308 | SWEDEN SWITCHES | 115 | 1 | Closed | 0.00403 | 0.01666 | 0.00276 | 1 | 0 | 167 | 556 | 210 | 3.1 | 3.4
1125_241_1 | 1125 | TAP140651 | Genesse | Genesse | 115 | 241 | UNKNOWN125183 | 115 | 1 | Closed | 4e-05 | 0.00017 | 3e-05 | 1 | 0 | 167 | 556 | 210 | 0 | 0
1126_240_1 | 1126 | TAP140652 | Genesse | Genesse | 115 | 240 | W HAMLIN | 115 | 1 | Closed | 0.00949 | 0.03924 | 0.0065 | 1 | 0 | 167 | 556 | 210 | 5.8 | 7.9
1126_249_1 | 1126 | TAP140652 | Genesse | Genesse | 115 | 249 | BROCKPORT | 115 | 1 | Closed | 0.0002 | 0.00081 | 0.00013 | 1 | 0 | 167 | 556 | 210 | 0.1 | 0.2
1127_1121_1 | 1127 | TAP140654 | Genesse | West | 115 | 1121 | TAP140508 | 115 | 1 | Closed | 0.03248 | 0.13433 | 0.02224 | 1 | 0 | 167 | 556 | 210 | 20.1 | 27
1127_1308_1 | 1127 | TAP140654 | Genesse | Genesse | 115 | 1308 | SWEDEN SWITCHES | 115 | 1 | Closed | 2e-05 | 8e-05 | 1e-05 | 1 | 0 | 167 | 556 | 210 | 0 | 0
1127_1406_1 | 1127 | TAP140654 | Genesse | Genesse | 115 | 1406 | RISER161221 | 115 | 1 | Closed | 0.02387 | 0.09871 | 0.01635 | 1 | 0 | 167 | 556 | 210 | 14.7 | 19.9
1128_1119_1 | 1128 | TAP140655 | Genesse | West | 115 | 1119 | TAP140506 | 115 | 1 | Closed | 0.03248 | 0.13433 | 0.02224 | 1 | 0 | 167 | 556 | 210 | 20.1 | 27
1128_1308_1 | 1128 | TAP140655 | Genesse | Genesse | 115 | 1308 | SWEDEN SWITCHES | 115 | 1 | Closed | 2e-05 | 9e-05 | 1e-05 | 1 | 0 | 167 | 556 | 210 | 0 | 0
1128_1407_1 | 1128 | TAP140655 | Genesse | Genesse | 115 | 1407 | RISER161222 | 115 | 1 | Closed | 0.02389 | 0.09879 | 0.01636 | 1 | 0 | 167 | 556 | 210 | 14.7 | 19.9
1129_1132_1 | 1129 | GOWANUS | NYC | NYC | 345 | 1132 | FARRAGUT | 345 | 1 | Closed | 9e-05 | 0.00138 | 0.03567 | 1 | 0 | 1216 | 2454 | 1804 | 3.1 | 3.5
1129_1132_2 | 1129 | GOWANUS | NYC | NYC | 345 | 1132 | FARRAGUT | 345 | 2 | Closed | 9e-05 | 0.00138 | 0.03567 | 1 | 0 | 1216 | 2454 | 1804 | 3.1 | 3.5
1129_1528_1 | 1129 | GOWANUS | NYC | NYC | 345 | 1528 | GOWANUS | 345 | 1 | Closed | 0.00044 | 0.075 | 0 | 1 | 0 | 1000 | 1000 | 1000 | 0 | 0
1129_1528_2 | 1129 | GOWANUS | NYC | NYC | 345 | 1528 | GOWANUS | 345 | 2 | Closed | 0.00044 | 0.075 | 0 | 1 | 0 | 1000 | 1000 | 1000 | 0 | 0
113_1218_1 | 113 | UNKNOWN124643 | Central | Central | 115 | 1218 | TAP141297 | 115 | 1 | Closed | 3e-05 | 0.00014 | 2e-05 | 1 | 0 | 167 | 556 | 210 | 0 | 0
113_1265_1 | 113 | UNKNOWN124643 | Central | Central | 115 | 1265 | UNKNOWN144975 | 115 | 1 | Closed | 0.00202 | 0.00837 | 0.00139 | 1 | 0 | 167 | 556 | 210 | 1.3 | 1.7
1130_1529_1 | 1130 | RAINEY | NYC | NYC | 345 | 1529 | RAINEY | 138 | 1 | Closed | 0.00124 | 0.065 | 0 | 1 | 0 | 750 | 750 | 750 | 0 | 0
1130_1529_2 | 1130 | RAINEY | NYC | NYC | 345 | 1529 | RAINEY | 138 | 2 | Closed | 0.00124 | 0.065 | 0 | 1 | 0 | 750 | 750 | 750 | 0 | 0
1131_1530_1 | 1131 | HUDSON AVENUE | NYC | NYC | 138 | 1530 | FARRAGUT | 138 | 1 | Closed | 4e-05 | 0.0002 | 0.00155 | 1 | 0 | 562 | 562 | 562 | 0.2 | 0.3
1131_1530_2 | 1131 | HUDSON AVENUE | NYC | NYC | 138 | 1530 | FARRAGUT | 138 | 2 | Closed | 4e-05 | 0.0002 | 0.00155 | 1 | 0 | 562 | 562 | 562 | 0.2 | 0.3
1131_628_1 | 1131 | HUDSON AVENUE | NYC | NYC | 138 | 628 | JAMAICA | 138 | 1 | Closed | 0.00224 | 0.01121 | 0.08497 | 1 | 0 | 562 | 562 | 562 | 8.8 | 15.3
1131_628_2 | 1131 | HUDSON AVENUE | NYC | NYC | 138 | 628 | JAMAICA | 138 | 2 | Closed | 0.00224 | 0.01122 | 0.08497 | 1 | 0 | 562 | 562 | 562 | 8.8 | 15.3
1132_1130_1 | 1132 | FARRAGUT | NYC | NYC | 345 | 1130 | RAINEY | 345 | 1 | Closed | 0.00014 | 0.0021 | 0.05432 | 1 | 0 | 1454 | 2454 | 1854 | 4.6 | 5.3
1132_1130_2 | 1132 | FARRAGUT | NYC | NYC | 345 | 1130 | RAINEY | 345 | 2 | Closed | 0.00014 | 0.0021 | 0.05432 | 1 | 0 | 1454 | 2454 | 1854 | 4.6 | 5.3
1132_1134_1 | 1132 | FARRAGUT | NYC | NYC | 345 | 1134 | LEONARD STREET | 345 | 1 | Closed | 5e-05 | 0.00075 | 0.01953 | 1 | 0 | 2454 | 2454 | 2454 | 1.5 | 1.9
1132_1530_1 | 1132 | FARRAGUT | NYC | NYC | 345 | 1530 | FARRAGUT | 138 | 1 | Closed | 0.00124 | 0.0559 | 0 | 1 | 0 | 700 | 700 | 700 | 0 | 0
1132_1530_2 | 1132 | FARRAGUT | NYC | NYC | 345 | 1530 | FARRAGUT | 138 | 2 | Closed | 0.00124 | 0.0559 | 0 | 1 | 0 | 700 | 700 | 700 | 0 | 0
1134_1136_1 | 1134 | LEONARD STREET | NYC | NYC | 345 | 1136 | WEST 49TH STREET | 345 | 1 | Closed | 9e-05 | 0.00143 | 0.03705 | 1 | 0 | 2454 | 2454 | 2454 | 3.3 | 3.6
1134_1531_1 | 1134 | LEONARD STREET | NYC | NYC | 345 | 1531 | LEONARD STREET | 345 | 1 | Closed | 0.00044 | 0.075 | 0 | 1 | 0 | 1000 | 1000 | 1000 | 0 | 0
1135_1532_1 | 1135 | WEST 65TH STREET | NYC | NYC | 138 | 1532 | WEST 49TH STREET | 138 | 1 | Closed | 0.00017 | 0.00084 | 0.00635 | 1 | 0 | 562 | 562 | 562 | 0.8 | 1.1
1135_1532_2 | 1135 | WEST 65TH STREET | NYC | NYC | 138 | 1532 | WEST 49TH STREET | 138 | 2 | Closed | 0.00017 | 0.00084 | 0.00635 | 1 | 0 | 562 | 562 | 562 | 0.8 | 1.1
1135_1532_3 | 1135 | WEST 65TH STREET | NYC | NYC | 138 | 1532 | WEST 49TH STREET | 138 | 3 | Closed | 0.00017 | 0.00084 | 0.00635 | 1 | 0 | 562 | 562 | 562 | 0.8 | 1.1
1136_1532_1 | 1136 | WEST 49TH STREET | NYC | NYC | 345 | 1532 | WEST 49TH STREET | 138 | 1 | Closed | 0.0015 | 0.0625 | 0 | 1 | 0 | 800 | 800 | 800 | 0 | 0
1136_1532_2 | 1136 | WEST 49TH STREET | NYC | NYC | 345 | 1532 | WEST 49TH STREET | 138 | 2 | Closed | 0.0015 | 0.0625 | 0 | 1 | 0 | 800 | 800 | 800 | 0 | 0
1136_1532_3 | 1136 | WEST 49TH STREET | NYC | NYC | 345 | 1532 | WEST 49TH STREET | 138 | 3 | Closed | 0.0015 | 0.0625 | 0 | 1 | 0 | 800 | 800 | 800 | 0 | 0
1136_594_1 | 1136 | WEST 49TH STREET | NYC | Dunwoodie | 345 | 594 | SPRAIN BROOK | 345 | 1 | Closed | 0.00046 | 0.009 | 0.17988 | 1 | 0 | 1216 | 2454 | 1804 | 15.1 | 19.9
1136_594_2 | 1136 | WEST 49TH STREET | NYC | Dunwoodie | 345 | 594 | SPRAIN BROOK | 345 | 2 | Closed | 0.00046 | 0.009 | 0.17991 | 1 | 0 | 1216 | 2454 | 1804 | 15.1 | 19.9
1137_1141_1 | 1137 | TAP141006 | Long Island | Long Island | 138 | 1141 | TAP141010 | 138 | 1 | Closed | 0.00233 | 0.01162 | 0.08807 | 1 | 0 | 432 | 562 | 432 | 8.3 | 15.8
1137_1147_1 | 1137 | TAP141006 | Long Island | Long Island | 138 | 1147 | WADING RIVER GAS TURBINES | 138 | 1 | Closed | 0.00096 | 0.0048 | 0.03639 | 1 | 0 | 261 | 562 | 432 | 2.9 | 6.5
1137_1149_1 | 1137 | TAP141006 | Long Island | Long Island | 138 | 1149 | NORTH SHORE BEACH | 138 | 1 | Closed | 1e-05 | 4e-05 | 0.00028 | 1 | 0 | 261 | 562 | 432 | 0 | 0.1
1137_1169_EQ | 1137 | TAP141006 | Long Island | Long Island | 138 | 1169 | UNKNOWN141045 | 69 | EQ | Closed | 0.005 | 0.125 | 0.00107 | 1 | 0 | 120 | 148 | 167 | 1.7 | 5.7
1138_1152_1 | 1138 | TAP141007 | Long Island | Long Island | 69 | 1152 | CORAM | 69 | 1 | Closed | 0.00018 | 0.00041 | 1e-05 | 1 | 0 | 96 | 250 | 123 | 0 | 0
1138_1360_1 | 1138 | TAP141007 | Long Island | Long Island | 69 | 1360 | WEST BARLETT | 69 | 1 | Closed | 0.02214 | 0.05033 | 0.00098 | 1 | 0 | 96 | 250 | 123 | 2.3 | 3.5
1138_609_1 | 1138 | TAP141007 | Long Island | Long Island | 69 | 609 | HOLTSVILLE MGU | 69 | 1 | Closed | 0.04703 | 0.10692 | 0.00209 | 1 | 0 | 200 | 250 | 200 | 4.8 | 7.4
1139_1140_1 | 1139 | TAP141008 | Long Island | Long Island | 138 | 1140 | TAP141009 | 138 | 1 | Closed | 0 | 2e-05 | 0.00017 | 1 | 0 | 261 | 562 | 432 | 0 | 0
1139_1533_1 | 1139 | TAP141008 | Long Island | Long Island | 138 | 1533 | TAP141008 | 69 | 1 | Closed | 0.00302 | 0.10864 | 0 | 1 | 0 | 125 | 145 | 170 | 0 | 0
1139_608_1 | 1139 | TAP141008 | Long Island | Long Island | 138 | 608 | HOLBROOK | 138 | 1 | Closed | 0.00268 | 0.01339 | 0.10146 | 1 | 0 | 261 | 562 | 432 | 8.6 | 18.2
114_1466_1 | 114 | UNKNOWN124644 | Central | Central | 115 | 1466 | TAP173592 | 115 | 1 | Closed | 0.00648 | 0.0268 | 0.00444 | 1 | 0 | 167 | 556 | 210 | 4.1 | 5.4
1140_1148_1 | 1140 | TAP141009 | Long Island | Long Island | 138 | 1148 | SHOREHAM POWER STATION | 138 | 1 | Closed | 0.00214 | 0.01071 | 0.08114 | 1 | 0 | 261 | 562 | 432 | 7.9 | 14.6
1140_1534_1 | 1140 | TAP141009 | Long Island | Long Island | 138 | 1534 | TAP141009 | 69 | 1 | Closed | 0.00302 | 0.10864 | 0 | 1 | 0 | 125 | 145 | 170 | 0 | 0
1141_552_1 | 1141 | TAP141010 | Long Island | Long Island | 138 | 552 | UNKNOWN129212 | 138 | 1 | Closed | 0.00026 | 0.00132 | 0.00999 | 1 | 0 | 432 | 562 | 432 | 1.2 | 1.8
1141_608_1 | 1141 | TAP141010 | Long Island | Long Island | 138 | 608 | HOLBROOK | 138 | 1 | Closed | 0.00152 | 0.00758 | 0.05747 | 1 | 0 | 261 | 562 | 432 | 7.7 | 10.3
1142_1156_1 | 1142 | TAP141011 | Long Island | Long Island | 69 | 1156 | TERRYVILLE | 69 | 1 | Closed | 0.01516 | 0.03447 | 0.00067 | 1 | 0 | 96 | 250 | 123 | 2.5 | 2.4
1142_1162_1 | 1142 | TAP141011 | Long Island | Long Island | 69 | 1162 | STONY BROOK | 69 | 1 | Closed | 0.01957 | 0.04448 | 0.00087 | 1 | 0 | 96 | 250 | 123 | 2.4 | 3.1
1142_1490_1 | 1142 | TAP141011 | Long Island | Long Island | 69 | 1490 | UNKNOWN129212 | 69 | 1 | Closed | 0.00673 | 0.0153 | 0.0003 | 1 | 0 | 300 | 300 | 300 | 1 | 1.1
1143_1166_1 | 1143 | TAP141012 | Long Island | Long Island | 138 | 1166 | PILGRIM | 138 | 1 | Closed | 5e-05 | 0.00026 | 0.00195 | 1 | 0 | 370 | 407 | 432 | 0.2 | 0.4
1143_1166_2 | 1143 | TAP141012 | Long Island | Long Island | 138 | 1166 | PILGRIM | 138 | 2 | Closed | 5e-05 | 0.00026 | 0.00195 | 1 | 0 | 370 | 407 | 432 | 0.2 | 0.4
1143_1166_3 | 1143 | TAP141012 | Long Island | Long Island | 138 | 1166 | PILGRIM | 138 | 3 | Closed | 5e-05 | 0.00026 | 0.00195 | 1 | 0 | 370 | 407 | 432 | 0.2 | 0.4
1143_608_1 | 1143 | TAP141012 | Long Island | Long Island | 138 | 608 | HOLBROOK | 138 | 1 | Closed | 0.00293 | 0.01467 | 0.11116 | 1 | 0 | 311 | 311 | 311 | 11.1 | 20
1143_608_2 | 1143 | TAP141012 | Long Island | Long Island | 138 | 608 | HOLBROOK | 138 | 2 | Closed | 0.00293 | 0.01467 | 0.11116 | 1 | 0 | 311 | 311 | 311 | 11.1 | 20
1143_608_3 | 1143 | TAP141012 | Long Island | Long Island | 138 | 608 | HOLBROOK | 138 | 3 | Closed | 0.00293 | 0.01467 | 0.11116 | 1 | 0 | 311 | 311 | 311 | 11.1 | 20
1143_608_4 | 1143 | TAP141012 | Long Island | Long Island | 138 | 608 | HOLBROOK | 138 | 4 | Closed | 0.00293 | 0.01467 | 0.11116 | 1 | 0 | 311 | 311 | 311 | 11.1 | 20
1143_842_1 | 1143 | TAP141012 | Long Island | Long Island | 138 | 842 | RULAND ROAD | 138 | 1 | Closed | 0.007 | 0.07 | 0.0045 | 1 | 0 | 261 | 562 | 432 | 8.4 | 8.8
1144_1166_1 | 1144 | TAP141013 | Long Island | Long Island | 138 | 1166 | PILGRIM | 138 | 1 | Closed | 8e-05 | 0.001 | 0.00025 | 1 | 0 | 600 | 600 | 600 | 0.2 | 0.2
1144_553_1 | 1144 | TAP141013 | Long Island | Long Island | 138 | 553 | UNKNOWN129228 | 138 | 1 | Closed | 0.00171 | 0.0227 | 0.012 | 1 | 0 | 444 | 444 | 444 | 6 | 8.2
1144_553_2 | 1144 | TAP141013 | Long Island | Long Island | 138 | 553 | UNKNOWN129228 | 138 | 2 | Closed | 0.00171 | 0.0227 | 0.012 | 1 | 0 | 444 | 444 | 444 | 6 | 8.2
1144_555_1 | 1144 | TAP141013 | Long Island | Long Island | 138 | 555 | UNKNOWN129500 | 138 | 1 | Closed | 0.00299 | 0.016 | 0.112 | 1 | 0 | 300 | 300 | 300 | 11.2 | 20.9
1145_1146_1 | 1145 | DEPOSIT | Long Island | Long Island | 69 | 1146 | DEPOSIT | 69 | 1 | Closed | 0.00058 | 0.00131 | 3e-05 | 1 | 0 | 96 | 250 | 123 | 0.1 | 0.1
1146_1159_1 | 1146 | DEPOSIT | Long Island | Long Island | 69 | 1159 | INDIAN HEAD | 69 | 1 | Closed | 0.01741 | 0.03959 | 0.00077 | 1 | 0 | 96 | 250 | 123 | 2 | 2.7
1146_1537_1 | 1146 | DEPOSIT | Long Island | Long Island | 69 | 1537 | ELWOOD | 69 | 1 | Closed | 0.02094 | 0.0476 | 0.00093 | 1 | 0 | 200 | 250 | 200 | 2.6 | 3.3
1147_1148_1 | 1147 | WADING RIVER GAS TURBINES | Long Island | Long Island | 138 | 1148 | SHOREHAM POWER STATION | 138 | 1 | Closed | 0.00018 | 0.00089 | 0.00671 | 1 | 0 | 261 | 562 | 432 | 0.6 | 1.2
1148_1165_1 | 1148 | SHOREHAM POWER STATION | Long Island | Long Island | 138 | 1165 | WILDWOOD | 138 | 1 | Closed | 0.00019 | 0.00097 | 0.00732 | 1 | 0 | 261 | 562 | 432 | 0.9 | 1.3
1148_1165_2 | 1148 | SHOREHAM POWER STATION | Long Island | Long Island | 138 | 1165 | WILDWOOD | 138 | 2 | Closed | 0.00019 | 0.00095 | 0.00717 | 1 | 0 | 261 | 562 | 432 | 0.9 | 1.3
1149_1165_1 | 1149 | NORTH SHORE BEACH | Long Island | Long Island | 138 | 1165 | WILDWOOD | 138 | 1 | Closed | 0.00094 | 0.00468 | 0.03543 | 1 | 0 | 261 | 562 | 432 | 3.6 | 6.4
1149_1535_1 | 1149 | NORTH SHORE BEACH | Long Island | Long Island | 138 | 1535 | NORTH SHORE BEACH | 69 | 1 | Closed | 0.00302 | 0.10864 | 0 | 1 | 0 | 125 | 145 | 170 | 0 | 0
115_1559_1 | 115 | KATTELVILLE | Central | Central | 115 | 1559 | OAKDALE | 115 | 1 | Closed | 0.01298 | 0.05366 | 0.00888 | 1 | 0 | 167 | 556 | 210 | 7.6 | 10.8
115_205_1 | 115 | KATTELVILLE | Central | Mohawk Valley | 115 | 205 | UNKNOWN125125 | 115 | 1 | Closed | 0.03321 | 0.13731 | 0.02274 | 1 | 0 | 167 | 556 | 210 | 20.4 | 27.6
1150_1539_1 | 1150 | YAPHANK | Long Island | Long Island | 69 | 1539 | BROOKHAVEN | 69 | 1 | Closed | 0.01934 | 0.04397 | 0.00086 | 1 | 0 | 250 | 250 | 250 | 2.4 | 3
1150_1539_2 | 1150 | YAPHANK | Long Island | Long Island | 69 | 1539 | BROOKHAVEN | 69 | 2 | Closed | 0.0193 | 0.04388 | 0.00086 | 1 | 0 | 250 | 250 | 250 | 2.4 | 3
1150_611_1 | 1150 | YAPHANK | Long Island | Long Island | 69 | 611 | UNKNOWN135467 | 69 | 1 | Closed | 0.0216 | 0.04911 | 0.00096 | 1 | 0 | 123 | 123 | 123 | 4.2 | 3.4
1150_611_2 | 1150 | YAPHANK | Long Island | Long Island | 69 | 611 | UNKNOWN135467 | 69 | 2 | Closed | 0.0216 | 0.04911 | 0.00096 | 1 | 0 | 123 | 123 | 123 | 4.2 | 3.4
1151_1169_1 | 1151 | RIDGE | Long Island | Long Island | 69 | 1169 | UNKNOWN141045 | 69 | 1 | Closed | 0.02418 | 0.05498 | 0.00107 | 1 | 0 | 96 | 250 | 123 | 2.7 | 3.8
1151_1360_1 | 1151 | RIDGE | Long Island | Long Island | 69 | 1360 | WEST BARLETT | 69 | 1 | Closed | 0.04124 | 0.09375 | 0.00183 | 1 | 0 | 96 | 250 | 123 | 4.8 | 6.5
1153_1156_1 | 1153 | CENTEREACH | Long Island | Long Island | 69 | 1156 | TERRYVILLE | 69 | 1 | Closed | 0.01643 | 0.03735 | 0.00073 | 1 | 0 | 96 | 250 | 123 | 2.6 | 2.6
1154_1139_1 | 1154 | MOUNT SINAI | Long Island | Long Island | 138 | 1139 | TAP141008 | 138 | 1 | Closed | 0 | 2e-05 | 0.00016 | 1 | 0 | 261 | 562 | 432 | 0 | 0
1157_1160_1 | 1157 | GREENLAWN | Long Island | Long Island | 138 | 1160 | ELWOOD | 138 | 1 | Closed | 0.00076 | 0.00382 | 0.02892 | 1 | 0 | 261 | 562 | 432 | 2.8 | 5.2
1157_1536_1 | 1157 | GREENLAWN | Long Island | Long Island | 138 | 1536 | GREENLAWN | 69 | 1 | Closed | 0.00302 | 0.10864 | 0 | 1 | 0 | 125 | 145 | 170 | 0 | 0
1158_1159_1 | 1158 | SMITHTOWN | Long Island | Long Island | 69 | 1159 | INDIAN HEAD | 69 | 1 | Closed | 0.03211 | 0.073 | 0.00143 | 1 | 0 | 96 | 250 | 123 | 3.7 | 5
1158_1161_1 | 1158 | SMITHTOWN | Long Island | Long Island | 69 | 1161 | FLOWERFIELD | 69 | 1 | Closed | 0.02259 | 0.05137 | 0.001 | 1 | 0 | 96 | 250 | 123 | 3.1 | 3.5
116_120_1 | 116 | UNKNOWN124652 | Central | Central | 115 | 120 | UNKNOWN124656 | 115 | 1 | Closed | 0.01538 | 0.0636 | 0.01053 | 1 | 0 | 167 | 556 | 210 | 6.8 | 12.8
116_1559_1 | 116 | UNKNOWN124652 | Central | Central | 115 | 1559 | OAKDALE | 115 | 1 | Closed | 0.00595 | 0.0246 | 0.00407 | 1 | 0 | 167 | 556 | 210 | 2.6 | 4.9
1160_1166_1 | 1160 | ELWOOD | Long Island | Long Island | 138 | 1166 | PILGRIM | 138 | 1 | Closed | 0.00122 | 0.00611 | 0.04626 | 1 | 0 | 550 | 550 | 550 | 4.3 | 8.3
1160_1166_2 | 1160 | ELWOOD | Long Island | Long Island | 138 | 1166 | PILGRIM | 138 | 2 | Closed | 0.00122 | 0.00611 | 0.04626 | 1 | 0 | 550 | 550 | 550 | 4.3 | 8.3
1160_1166_3 | 1160 | ELWOOD | Long Island | Long Island | 138 | 1166 | PILGRIM | 138 | 3 | Closed | 0.00122 | 0.00611 | 0.04626 | 1 | 0 | 550 | 550 | 550 | 4.3 | 8.3
1160_1166_4 | 1160 | ELWOOD | Long Island | Long Island | 138 | 1166 | PILGRIM | 138 | 4 | Closed | 0.00122 | 0.00611 | 0.04626 | 1 | 0 | 550 | 550 | 550 | 4.3 | 8.3
1160_1537_1 | 1160 | ELWOOD | Long Island | Long Island | 138 | 1537 | ELWOOD | 69 | 1 | Closed | 0.00302 | 0.10864 | 0 | 1 | 0 | 225 | 245 | 270 | 0 | 0
1160_1538_1 | 1160 | ELWOOD | Long Island | Long Island | 138 | 1538 | ELWOOD | 115 | 1 | Closed | 0.0007 | 0.025 | 0 | 1 | 0 | 1000 | 1000 | 1000 | 0 | 0
1160_1538_2 | 1160 | ELWOOD | Long Island | Long Island | 138 | 1538 | ELWOOD | 115 | 2 | Closed | 0.0007 | 0.025 | 0 | 1 | 0 | 1000 | 1000 | 1000 | 0 | 0
1160_1538_3 | 1160 | ELWOOD | Long Island | Long Island | 138 | 1538 | ELWOOD | 115 | 3 | Closed | 0.0007 | 0.025 | 0 | 1 | 0 | 1000 | 1000 | 1000 | 0 | 0
1160_1538_4 | 1160 | ELWOOD | Long Island | Long Island | 138 | 1538 | ELWOOD | 115 | 4 | Closed | 0.0007 | 0.025 | 0 | 1 | 0 | 1000 | 1000 | 1000 | 0 | 0
1161_1162_1 | 1161 | FLOWERFIELD | Long Island | Long Island | 69 | 1162 | STONY BROOK | 69 | 1 | Closed | 0.01304 | 0.02965 | 0.00058 | 1 | 0 | 96 | 250 | 123 | 1.8 | 2
1164_1165_1 | 1164 | BROOKHAVEN | Long Island | Long Island | 138 | 1165 | WILDWOOD | 138 | 1 | Closed | 0.00129 | 0.00645 | 0.04891 | 1 | 0 | 261 | 562 | 432 | 6.3 | 8.8
1164_1539_1 | 1164 | BROOKHAVEN | Long Island | Long Island | 138 | 1539 | BROOKHAVEN | 69 | 1 | Closed | 0.00302 | 0.10864 | 0 | 1 | 0 | 225 | 225 | 225 | 0 | 0
1165_1540_1 | 1165 | WILDWOOD | Long Island | Long Island | 138 | 1540 | WILDWOOD | 69 | 1 | Closed | 0.00302 | 0.10864 | 0 | 1 | 0 | 125 | 145 | 170 | 0 | 0
1166_1541_1 | 1166 | PILGRIM | Long Island | Long Island | 138 | 1541 | PILGRIM | 69 | 1 | Closed | 0.00302 | 0.10864 | 0 | 1 | 0 | 125 | 145 | 170 | 0 | 0
1166_1541_2 | 1166 | PILGRIM | Long Island | Long Island | 138 | 1541 | PILGRIM | 69 | 2 | Closed | 0.00302 | 0.10864 | 0 | 1 | 0 | 125 | 145 | 170 | 0 | 0
1167_1168_1 | 1167 | UNKNOWN141043 | Long Island | Long Island | 69 | 1168 | UNKNOWN141044 | 69 | 1 | Closed | 0.0122 | 0.02774 | 0.00054 | 1 | 0 | 96 | 250 | 123 | 1.5 | 1.9
1168_1542_1 | 1168 | UNKNOWN141044 | Long Island | Long Island | 69 | 1542 | UNKNOWN141047 | 69 | 1 | Closed | 0.0297 | 0.06753 | 0.00132 | 1 | 0 | 96 | 250 | 123 | 4.2 | 4.7
117_121_1 | 117 | NORTH ENDICOTT | Central | Central | 115 | 121 | UNKNOWN124661 | 115 | 1 | Closed | 0.00385 | 0.01594 | 0.00264 | 1 | 0 | 167 | 556 | 210 | 2.1 | 3.2
117_122_1 | 117 | NORTH ENDICOTT | Central | Central | 115 | 122 | ROBBLE AVE | 115 | 1 | Closed | 0.00162 | 0.00669 | 0.00111 | 1 | 0 | 167 | 556 | 210 | 0.8 | 1.3
117_1559_1 | 117 | NORTH ENDICOTT | Central | Central | 115 | 1559 | OAKDALE | 115 | 1 | Closed | 0.00982 | 0.0406 | 0.00672 | 1 | 0 | 167 | 556 | 210 | 4.3 | 8.2
1170_1542_1 | 1170 | UNKNOWN141047 | Long Island | Long Island | 138 | 1542 | UNKNOWN141047 | 69 | 1 | Closed | 0.00302 | 0.10864 | 0 | 1 | 0 | 125 | 145 | 170 | 0 | 0
1171_124_1 | 1171 | TAP141049 | Central | Central | 115 | 124 | UNKNOWN124668 | 115 | 1 | Closed | 0.01154 | 0.04772 | 0.0079 | 1 | 0 | 167 | 556 | 210 | 9.2 | 9.6
1171_1568_1 | 1171 | TAP141049 | Central | Central | 115 | 1568 | HILLSIDE | 115 | 1 | Closed | 0.00799 | 0.03303 | 0.00547 | 1 | 0 | 167 | 556 | 210 | 6.6 | 6.6
1172_110_1 | 1172 | TAP141050 | Central | Central | 115 | 110 | UNKNOWN124640 | 115 | 1 | Closed | 0.00784 | 0.03241 | 0.00537 | 1 | 0 | 167 | 556 | 210 | 4.8 | 6.5
1172_1466_1 | 1172 | TAP141050 | Central | Central | 115 | 1466 | TAP173592 | 115 | 1 | Closed | 0.02156 | 0.08914 | 0.01476 | 1 | 0 | 167 | 556 | 210 | 13.6 | 17.9
1173_149_1 | 1173 | TAP141051 | Central | Central | 115 | 149 | UNKNOWN124827 | 115 | 1 | Closed | 0.00792 | 0.03274 | 0.00542 | 1 | 0 | 167 | 556 | 210 | 2.6 | 6.6
1173_150_1 | 1173 | TAP141051 | Central | Central | 115 | 150 | UNKNOWN124828 | 115 | 1 | Closed | 0.00011 | 0.00044 | 7e-05 | 1 | 0 | 167 | 556 | 210 | 0.1 | 0.1
1173_151_1 | 1173 | TAP141051 | Central | Central | 115 | 151 | UNKNOWN124829 | 115 | 1 | Closed | 8e-05 | 0.00031 | 5e-05 | 1 | 0 | 167 | 556 | 210 | 0.1 | 0.1
1174_1175_1 | 1174 | TAP141052 | Central | Central | 115 | 1175 | TAP141053 | 115 | 1 | Closed | 0.00018 | 0.00076 | 0.00013 | 1 | 0 | 167 | 556 | 210 | 0.1 | 0.2
1174_1176_1 | 1174 | TAP141052 | Central | Central | 115 | 1176 | TAP141054 | 115 | 1 | Closed | 0.00017 | 0.00071 | 0.00012 | 1 | 0 | 167 | 556 | 210 | 0.1 | 0.1
1174_1186_1 | 1174 | TAP141052 | Central | Central | 115 | 1186 | TAP141064 | 115 | 1 | Closed | 0.00416 | 0.01721 | 0.00285 | 1 | 0 | 167 | 556 | 210 | 3.5 | 3.5
1175_1188_1 | 1175 | TAP141053 | Central | Central | 115 | 1188 | TAP141066 | 115 | 1 | Closed | 0.00035 | 0.00143 | 0.00024 | 1 | 0 | 167 | 556 | 210 | 0.2 | 0.3
1175_1555_1 | 1175 | TAP141053 | Central | Central | 115 | 1555 | NINE MILE | 115 | 1 | Closed | 0.00054 | 0.00222 | 0.00037 | 1 | 0 | 167 | 556 | 210 | 0.4 | 0.4
1176_1177_1 | 1176 | TAP141054 | Central | Central | 115 | 1177 | TAP141055 | 115 | 1 | Closed | 2e-05 | 9e-05 | 2e-05 | 1 | 0 | 167 | 556 | 210 | 0 | 0
1176_1554_1 | 1176 | TAP141054 | Central | Central | 115 | 1554 | SCRIBA | 115 | 1 | Closed | 9e-05 | 0.00038 | 6e-05 | 1 | 0 | 167 | 556 | 210 | 0.1 | 0.1
1177_1479_1 | 1177 | TAP141055 | Central | Central | 115 | 1479 | UNKNOWN125476 | 115 | 1 | Closed | 0.00127 | 0.00524 | 0.00087 | 1 | 0 | 167 | 556 | 210 | 0.6 | 1.1
1177_1554_1 | 1177 | TAP141055 | Central | Central | 115 | 1554 | SCRIBA | 115 | 1 | Closed | 8e-05 | 0.00034 | 6e-05 | 1 | 0 | 167 | 556 | 210 | 0.1 | 0.1
1178_1182_1 | 1178 | TAP141056 | Central | Central | 115 | 1182 | TAP141060 | 115 | 1 | Closed | 0.00177 | 0.00732 | 0.00121 | 1 | 0 | 167 | 556 | 210 | 1.2 | 1.5
1178_1257_1 | 1178 | TAP141056 | Central | Central | 115 | 1257 | WINE CREEK STATION | 115 | 1 | Closed | 0.00022 | 0.00091 | 0.00015 | 1 | 0 | 167 | 556 | 210 | 0.1 | 0.2
1178_34_1 | 1178 | TAP141056 | Central | Central | 115 | 34 | HAMMERHILL | 115 | 1 | Closed | 0.00098 | 0.00404 | 0.00067 | 1 | 0 | 167 | 556 | 210 | 0.5 | 0.8
1179_1183_1 | 1179 | TAP141057 | Central | Central | 115 | 1183 | TAP141061 | 115 | 1 | Closed | 0.00177 | 0.00732 | 0.00121 | 1 | 0 | 167 | 556 | 210 | 1.2 | 1.5
1179_1184_1 | 1179 | TAP141057 | Central | Central | 115 | 1184 | TAP141062 | 115 | 1 | Closed | 0.00185 | 0.012 | 0.0016 | 1 | 0 | 217 | 131 | 260 | 2.1 | 2.2
1179_1257_1 | 1179 | TAP141057 | Central | Central | 115 | 1257 | WINE CREEK STATION | 115 | 1 | Closed | 0.00022 | 0.00091 | 0.00015 | 1 | 0 | 167 | 556 | 210 | 0.1 | 0.2
1179_34_1 | 1179 | TAP141057 | Central | Central | 115 | 34 | HAMMERHILL | 115 | 1 | Closed | 0.00097 | 0.004 | 0.00066 | 1 | 0 | 167 | 556 | 210 | 0.5 | 0.8
118_119_1 | 118 | UNKNOWN124654 | Central | Central | 115 | 119 | UNKNOWN124655 | 115 | 1 | Closed | 0.00744 | 0.03076 | 0.00509 | 1 | 0 | 167 | 556 | 210 | 4.2 | 6.2
118_123_1 | 118 | UNKNOWN124654 | Central | Central | 115 | 123 | CASTLE GARDENS | 115 | 1 | Closed | 0.01054 | 0.04357 | 0.00721 | 1 | 0 | 167 | 556 | 210 | 5.6 | 8.8
1180_1183_1 | 1180 | TAP141058 | Central | Central | 115 | 1183 | TAP141061 | 115 | 1 | Closed | 0.00232 | 0.00959 | 0.00159 | 1 | 0 | 167 | 556 | 210 | 1.4 | 1.9
1180_353_1 | 1180 | TAP141058 | Central | Central | 115 | 353 | S OSWEGO | 115 | 1 | Closed | 0.00104 | 0.00431 | 0.00071 | 1 | 0 | 167 | 556 | 210 | 0.6 | 0.9
1180_359_1 | 1180 | TAP141058 | Central | Central | 115 | 359 | PALOMA | 115 | 1 | Closed | 3e-05 | 0.00012 | 2e-05 | 1 | 0 | 167 | 556 | 210 | 0 | 0
1181_1182_1 | 1181 | TAP141059 | Central | Central | 115 | 1182 | TAP141060 | 115 | 1 | Closed | 0.00228 | 0.00943 | 0.00156 | 1 | 0 | 167 | 556 | 210 | 1.4 | 1.9
1181_353_1 | 1181 | TAP141059 | Central | Central | 115 | 353 | S OSWEGO | 115 | 1 | Closed | 0.00107 | 0.00441 | 0.00073 | 1 | 0 | 167 | 556 | 210 | 0.6 | 0.9
1181_359_1 | 1181 | TAP141059 | Central | Central | 115 | 359 | PALOMA | 115 | 1 | Closed | 4e-05 | 0.00017 | 3e-05 | 1 | 0 | 167 | 556 | 210 | 0 | 0
1182_1461_1 | 1182 | TAP141060 | Central | Central | 115 | 1461 | TAP173587 | 115 | 1 | Closed | 0.00292 | 0.01206 | 0.002 | 1 | 0 | 167 | 556 | 210 | 1.8 | 2.4
1182_353_1 | 1182 | TAP141060 | Central | Central | 115 | 353 | S OSWEGO | 115 | 1 | Closed | 0.00292 | 0.01206 | 0.002 | 1 | 0 | 116 | 556 | 145 | 2 | 2.4
1183_1184_1 | 1183 | TAP141061 | Central | Central | 115 | 1184 | TAP141062 | 115 | 1 | Closed | 0.00289 | 0.01195 | 0.00198 | 1 | 0 | 167 | 556 | 210 | 1.8 | 2.4
1184_1462_1 | 1184 | TAP141062 | Central | Central | 115 | 1462 | TAP173588 | 115 | 1 | Closed | 0.0001 | 0.0004 | 7e-05 | 1 | 0 | 167 | 556 | 210 | 0.1 | 0.1
1185_1184_1 | 1185 | TAP141063 | Central | Central | 115 | 1184 | TAP141062 | 115 | 1 | Closed | 0.0037 | 0.01531 | 0.00253 | 1 | 0 | 211 | 211 | 236 | 2.3 | 3.1
1185_1186_1 | 1185 | TAP141063 | Central | Central | 115 | 1186 | TAP141064 | 115 | 1 | Closed | 5e-05 | 0.0002 | 3e-05 | 1 | 0 | 167 | 556 | 210 | 0 | 0
1185_1555_1 | 1185 | TAP141063 | Central | Central | 115 | 1555 | NINE MILE | 115 | 1 | Closed | 0.00489 | 0.02022 | 0.00335 | 1 | 0 | 167 | 556 | 210 | 4 | 4.1
1186_1187_1 | 1186 | TAP141064 | Central | Central | 115 | 1187 | TAP141065 | 115 | 1 | Closed | 0.00135 | 0.00556 | 0.00092 | 1 | 0 | 167 | 556 | 210 | 0.8 | 1.1
1187_1189_1 | 1187 | TAP141065 | Central | Central | 115 | 1189 | TAP141067 | 115 | 1 | Closed | 0.00447 | 0.0185 | 0.00306 | 1 | 0 | 210 | 556 | 210 | 3.5 | 3.7
1188_1189_1 | 1188 | TAP141066 | Central | Central | 115 | 1189 | TAP141067 | 115 | 1 | Closed | 0.00044 | 0.00183 | 0.0003 | 1 | 0 | 167 | 556 | 210 | 0.3 | 0.4
1188_1554_1 | 1188 | TAP141066 | Central | Central | 115 | 1554 | SCRIBA | 115 | 1 | Closed | 0.00014 | 0.00056 | 9e-05 | 1 | 0 | 167 | 556 | 210 | 0.1 | 0.1
1189_1557_1 | 1189 | TAP141067 | Central | Central | 115 | 1557 | FITZPATRICK | 115 | 1 | Closed | 0.00077 | 0.00319 | 0.00053 | 1 | 0 | 167 | 556 | 210 | 0.5 | 0.6
119_120_1 | 119 | UNKNOWN124655 | Central | Central | 115 | 120 | UNKNOWN124656 | 115 | 1 | Closed | 0.00694 | 0.0287 | 0.00475 | 1 | 0 | 167 | 556 | 210 | 4.2 | 5.8
1190_1191_1 | 1190 | TAP141068 | Central | Central | 115 | 1191 | TAP141069 | 115 | 1 | Closed | 0.00132 | 0.00546 | 0.0009 | 1 | 0 | 167 | 556 | 210 | 0.9 | 1.1
1190_1414_1 | 1190 | TAP141068 | Central | Central | 115 | 1414 | UNKNOWN161765 | 115 | 1 | Closed | 0.00351 | 0.01453 | 0.00241 | 1 | 0 | 167 | 556 | 210 | 2.5 | 2.9
1190_364_1 | 1190 | TAP141068 | Central | Central | 115 | 364 | UNKNOWN125566 | 115 | 1 | Closed | 0.00019 | 0.00079 | 0.00013 | 1 | 0 | 167 | 556 | 210 | 0.1 | 0.2
1191_1192_1 | 1191 | TAP141069 | Central | Central | 115 | 1192 | TAP141072 | 115 | 1 | Closed | 0.00056 | 0.00233 | 0.00039 | 1 | 0 | 167 | 556 | 210 | 0.3 | 0.5
1191_365_1 | 1191 | TAP141069 | Central | Central | 115 | 365 | GILBERT MILLS | 115 | 1 | Closed | 0.01376 | 0.05692 | 0.00942 | 1 | 0 | 167 | 556 | 210 | 7.2 | 11.4
1192_575_1 | 1192 | TAP141072 | Central | Central | 115 | 575 | FAY STREET | 115 | 1 | Closed | 0.0006 | 0.0025 | 0.00041 | 1 | 0 | 167 | 556 | 210 | 0.4 | 0.5
1193_23_1 | 1193 | TAP141229 | Mohawk Valley | Mohawk Valley | 115 | 23 | UNKNOWN124160 | 115 | 1 | Closed | 0.00673 | 0.02783 | 0.00461 | 1 | 0 | 167 | 556 | 210 | 4.2 | 5.6
1193_400_1 | 1193 | TAP141229 | Mohawk Valley | Mohawk Valley | 115 | 400 | SALISBURY | 115 | 1 | Closed | 8e-05 | 0.00032 | 5e-05 | 1 | 0 | 167 | 556 | 210 | 0 | 0.1
1194_23_1 | 1194 | TAP141230 | Mohawk Valley | Mohawk Valley | 115 | 23 | UNKNOWN124160 | 115 | 1 | Closed | 0.00672 | 0.0278 | 0.0046 | 1 | 0 | 167 | 556 | 210 | 4.2 | 5.6
1194_400_1 | 1194 | TAP141230 | Mohawk Valley | Mohawk Valley | 115 | 400 | SALISBURY | 115 | 1 | Closed | 6e-05 | 0.00027 | 4e-05 | 1 | 0 | 167 | 556 | 210 | 0 | 0.1
1195_1215_1 | 1195 | TAP141231 | Mohawk Valley | Mohawk Valley | 115 | 1215 | TAP141260 | 115 | 1 | Closed | 0.00268 | 0.01109 | 0.00184 | 1 | 0 | 167 | 556 | 210 | 1.6 | 2.2
1195_20_1 | 1195 | TAP141231 | Mohawk Valley | Mohawk Valley | 115 | 20 | UNKNOWN124156 | 115 | 1 | Closed | 0.00943 | 0.03899 | 0.00646 | 1 | 0 | 167 | 556 | 210 | 5.8 | 7.8
1195_401_1 | 1195 | TAP141231 | Mohawk Valley | Mohawk Valley | 115 | 401 | UNKNOWN125635 | 115 | 1 | Closed | 0.00288 | 0.01192 | 0.00197 | 1 | 0 | 167 | 556 | 210 | 2.2 | 2.4
1196_1197_1 | 1196 | TAP141232 | Mohawk Valley | Mohawk Valley | 115 | 1197 | TAP141233 | 115 | 1 | Closed | 0.00235 | 0.0097 | 0.00161 | 1 | 0 | 167 | 556 | 210 | 1.4 | 2
1196_408_1 | 1196 | TAP141232 | Mohawk Valley | Mohawk Valley | 115 | 408 | UNKNOWN125644 | 115 | 1 | Closed | 2e-05 | 6e-05 | 1e-05 | 1 | 0 | 167 | 556 | 210 | 0 | 0
1197_1198_1 | 1197 | TAP141233 | Mohawk Valley | Mohawk Valley | 115 | 1198 | TAP141234 | 115 | 1 | Closed | 0.00471 | 0.0195 | 0.00323 | 1 | 0 | 167 | 556 | 210 | 2.9 | 3.9
1197_407_1 | 1197 | TAP141233 | Mohawk Valley | Mohawk Valley | 115 | 407 | UNKNOWN125643 | 115 | 1 | Closed | 4e-05 | 0.00017 | 3e-05 | 1 | 0 | 167 | 556 | 210 | 0 | 0
1198_1199_1 | 1198 | TAP141234 | Mohawk Valley | Mohawk Valley | 115 | 1199 | TAP141235 | 115 | 1 | Closed | 0.00376 | 0.01554 | 0.00257 | 1 | 0 | 167 | 556 | 210 | 2.5 | 3.1
1198_406_1 | 1198 | TAP141234 | Mohawk Valley | Mohawk Valley | 115 | 406 | UNKNOWN125642 | 115 | 1 | Closed | 0.0022 | 0.00911 | 0.00151 | 1 | 0 | 167 | 556 | 210 | 1.4 | 1.8
1199_404_1 | 1199 | TAP141235 | Mohawk Valley | Mohawk Valley | 115 | 404 | UNKNOWN125640 | 115 | 1 | Closed | 0.0001 | 0.00041 | 7e-05 | 1 | 0 | 125 | 556 | 193 | 0.1 | 0.1
1199_405_1 | 1199 | TAP141235 | Mohawk Valley | Mohawk Valley | 115 | 405 | UNKNOWN125641 | 115 | 1 | Closed | 0.001 | 0.00415 | 0.00069 | 1 | 0 | 167 | 556 | 210 | 0.6 | 0.8
1200_1201_1 | 1200 | TAP141238 | Mohawk Valley | Mohawk Valley | 115 | 1201 | TAP141239 | 115 | 1 | Closed | 0.0037 | 0.0153 | 0.00253 | 1 | 0 | 167 | 556 | 210 | 2.2 | 3.1
1200_429_1 | 1200 | TAP141238 | Mohawk Valley | Mohawk Valley | 115 | 429 | UNKNOWN125668 | 115 | 1 | Closed | 0.00145 | 0.00601 | 0.001 | 1 | 0 | 167 | 556 | 210 | 0.8 | 1.2
1200_446_1 | 1200 | TAP141238 | Mohawk Valley | Mohawk Valley | 115 | 446 | UNKNOWN127606 | 115 | 1 | Closed | 0.00168 | 0.00693 | 0.00115 | 1 | 0 | 167 | 556 | 210 | 0.9 | 1.4
1201_1546_1 | 1201 | TAP141239 | Mohawk Valley | Mohawk Valley | 115 | 1546 | MOSES | 115 | 1 | Closed | 0.00398 | 0.01644 | 0.00272 | 1 | 0 | 167 | 556 | 210 | 2.4 | 3.3
1201_428_1 | 1201 | TAP141239 | Mohawk Valley | Mohawk Valley | 115 | 428 | UNKNOWN125667 | 115 | 1 | Closed | 8e-05 | 0.00034 | 6e-05 | 1 | 0 | 167 | 556 | 210 | 0.1 | 0.1
1202_1546_1 | 1202 | TAP141240 | Mohawk Valley | Mohawk Valley | 115 | 1546 | MOSES | 115 | 1 | Closed | 0.00409 | 0.01691 | 0.0028 | 1 | 0 | 167 | 556 | 210 | 2.4 | 3.4
1202_428_1 | 1202 | TAP141240 | Mohawk Valley | Mohawk Valley | 115 | 428 | UNKNOWN125667 | 115 | 1 | Closed | 9e-05 | 0.00037 | 6e-05 | 1 | 0 | 167 | 556 | 210 | 0 | 0.1
1202_429_1 | 1202 | TAP141240 | Mohawk Valley | Mohawk Valley | 115 | 429 | UNKNOWN125668 | 115 | 1 | Closed | 0.00232 | 0.00958 | 0.00159 | 1 | 0 | 167 | 556 | 210 | 1.4 | 1.9
1203_188_1 | 1203 | TAP141241 | Mohawk Valley | Mohawk Valley | 115 | 188 | UNKNOWN125020 | 115 | 1 | Closed | 0.01396 | 0.05771 | 0.00956 | 1 | 0 | 167 | 556 | 210 | 9.1 | 11.6
1203_189_1 | 1203 | TAP141241 | Mohawk Valley | Mohawk Valley | 115 | 189 | UNKNOWN125021 | 115 | 1 | Closed | 3e-05 | 0.00012 | 2e-05 | 1 | 0 | 167 | 556 | 210 | 0 | 0
1203_495_1 | 1203 | TAP141241 | Mohawk Valley | Mohawk Valley | 115 | 495 | UNKNOWN128052 | 115 | 1 | Closed | 0.01506 | 0.06228 | 0.01031 | 1 | 0 | 167 | 556 | 210 | 9 | 12.5
1204_1455_1 | 1204 | TAP141244 | Capital | Capital | 69 | 1455 | UNKNOWN172522 | 69 | 1 | Closed | 0.10229 | 0.23254 | 0.00455 | 1 | 0 | 96 | 250 | 123 | 12.5 | 16.1
1204_22_1 | 1204 | TAP141244 | Capital | Capital | 69 | 22 | UNKNOWN124159 | 69 | 1 | Closed | 0.02827 | 0.06426 | 0.00126 | 1 | 0 | 96 | 250 | 123 | 3.4 | 4.4
1204_479_1 | 1204 | TAP141244 | Capital | Capital | 69 | 479 | UNKNOWN127902 | 69 | 1 | Closed | 0.00017 | 0.00039 | 1e-05 | 1 | 0 | 96 | 250 | 123 | 0 | 0
1205_455_1 | 1205 | TAP141245 | Mohawk Valley | Mohawk Valley | 115 | 455 | UNKNOWN127629 | 115 | 1 | Closed | 0.00535 | 0.02213 | 0.00367 | 1 | 0 | 167 | 556 | 210 | 3.3 | 4.5
1205_456_1 | 1205 | TAP141245 | Mohawk Valley | Mohawk Valley | 115 | 456 | UNKNOWN127630 | 115 | 1 | Closed | 3e-05 | 0.00011 | 2e-05 | 1 | 0 | 167 | 556 | 210 | 0 | 0
1205_457_1 | 1205 | TAP141245 | Mohawk Valley | Mohawk Valley | 115 | 457 | UNKNOWN127631 | 115 | 1 | Closed | 0.00969 | 0.04009 | 0.00664 | 1 | 0 | 167 | 556 | 210 | 6 | 8.1
1206_1207_1 | 1206 | TAP141248 | Mohawk Valley | Mohawk Valley | 115 | 1207 | TAP141249 | 115 | 1 | Closed | 0.01083 | 0.0448 | 0.00742 | 1 | 0 | 167 | 556 | 210 | 7 | 9
1206_1211_1 | 1206 | TAP141248 | Mohawk Valley | Hudson Valley | 115 | 1211 | TAP141253 | 115 | 1 | Closed | 0.01153 | 0.04767 | 0.00789 | 1 | 0 | 167 | 556 | 210 | 7 | 9.6
1206_493_1 | 1206 | TAP141248 | Mohawk Valley | Mohawk Valley | 115 | 493 | UNKNOWN128050 | 115 | 1 | Closed | 9e-05 | 0.00037 | 6e-05 | 1 | 0 | 167 | 556 | 210 | 0 | 0.1
1207_494_1 | 1207 | TAP141249 | Mohawk Valley | Mohawk Valley | 115 | 494 | UNKNOWN128051 | 115 | 1 | Closed | 8e-05 | 0.00035 | 6e-05 | 1 | 0 | 167 | 556 | 210 | 0 | 0.1
1207_495_1 | 1207 | TAP141249 | Mohawk Valley | Mohawk Valley | 115 | 495 | UNKNOWN128052 | 115 | 1 | Closed | 0.01697 | 0.07018 | 0.01162 | 1 | 0 | 167 | 556 | 210 | 10.5 | 14.1
1208_23_1 | 1208 | TAP141250 | Capital | Mohawk Valley | 115 | 23 | UNKNOWN124160 | 115 | 1 | Closed | 0.01755 | 0.07259 | 0.01202 | 1 | 0 | 167 | 556 | 210 | 10.8 | 14.6
1208_482_1 | 1208 | TAP141250 | Capital | Capital | 115 | 482 | UNKNOWN127905 | 115 | 1 | Closed | 0.00911 | 0.03768 | 0.00624 | 1 | 0 | 167 | 556 | 210 | 7.4 | 7.6
1209_415_1 | 1209 | TAP141251 | Mohawk Valley | Mohawk Valley | 115 | 415 | ALCOA MASSENA OPERATIONS - WEST PLANT | 115 | 1 | Closed | 0.00436 | 0.01804 | 0.00299 | 1 | 0 | 167 | 556 | 210 | 1.5 | 3.6
1209_418_1 | 1209 | TAP141251 | Mohawk Valley | Mohawk Valley | 115 | 418 | UNKNOWN125655 | 115 | 1 | Closed | 7e-05 | 0.00031 | 5e-05 | 1 | 0 | 167 | 556 | 210 | 0.1 | 0.1
121_123_1 | 121 | UNKNOWN124661 | Central | Central | 115 | 123 | CASTLE GARDENS | 115 | 1 | Closed | 0.00224 | 0.00926 | 0.00153 | 1 | 0 | 167 | 556 | 210 | 1.5 | 1.9
1210_1224_1 | 1210 | TAP141252 | Hudson Valley | Hudson Valley | 69 | 1224 | GRIMLEY ROAD | 69 | 1 | Closed | 0.01499 | 0.03407 | 0.00067 | 1 | 0 | 96 | 250 | 123 | 1.9 | 2.4
1210_1544_1 | 1210 | TAP141252 | Hudson Valley | Mohawk Valley | 69 | 1544 | WOODBOURNE | 69 | 1 | Closed | 0.0384 | 0.0873 | 0.00171 | 1 | 0 | 96 | 250 | 123 | 4.1 | 6
1210_526_1 | 1210 | TAP141252 | Hudson Valley | Mohawk Valley | 69 | 526 | UNKNOWN129050 | 69 | 1 | Closed | 0.0491 | 0.11163 | 0.00218 | 1 | 0 | 96 | 250 | 123 | 6.5 | 7.7
1211_1212_1 | 1211 | TAP141253 | Hudson Valley | Hudson Valley | 115 | 1212 | TAP141254 | 115 | 1 | Closed | 1e-05 | 6e-05 | 1e-05 | 1 | 0 | 167 | 556 | 210 | 0 | 0
1211_519_1 | 1211 | TAP141253 | Hudson Valley | Hudson Valley | 115 | 519 | UNKNOWN129009 | 115 | 1 | Closed | 7e-05 | 0.00031 | 5e-05 | 1 | 0 | 167 | 556 | 210 | 0.1 | 0.1
1212_519_1 | 1212 | TAP141254 | Hudson Valley | Hudson Valley | 115 | 519 | UNKNOWN129009 | 115 | 1 | Closed | 7e-05 | 0.0003 | 5e-05 | 1 | 0 | 167 | 556 | 210 | 0.1 | 0.1
1213_1214_1 | 1213 | TAP141258 | Capital | Capital | 115 | 1214 | TAP141259 | 115 | 1 | Closed | 0.00031 | 0.00127 | 0.00021 | 1 | 0 | 167 | 556 | 210 | 0.3 | 0.3
1213_455_1 | 1213 | TAP141258 | Capital | Mohawk Valley | 115 | 455 | UNKNOWN127629 | 115 | 1 | Closed | 0.01673 | 0.06919 | 0.01146 | 1 | 0 | 167 | 556 | 210 | 13.5 | 13.9
1214_23_1 | 1214 | TAP141259 | Capital | Mohawk Valley | 115 | 23 | UNKNOWN124160 | 115 | 1 | Closed | 0.00381 | 0.01575 | 0.00261 | 1 | 0 | 167 | 556 | 210 | 2.8 | 3.2
1214_480_1 | 1214 | TAP141259 | Capital | Capital | 115 | 480 | UNKNOWN127903 | 115 | 1 | Closed | 0.00624 | 0.02581 | 0.00427 | 1 | 0 | 167 | 556 | 210 | 3.2 | 5.2
1215_447_1 | 1215 | TAP141260 | Mohawk Valley | Mohawk Valley | 115 | 447 | UNKNOWN127607 | 115 | 1 | Closed | 0.04734 | 0.19576 | 0.03242 | 1 | 0 | 167 | 556 | 210 | 29.6 | 39.4
1216_125_1 | 1216 | TAP141261 | Mohawk Valley | Mohawk Valley | 115 | 125 | UNKNOWN124702 | 115 | 1 | Closed | 0.00052 | 0.00214 | 0.0035 | 1 | 0 | 167 | 556 | 210 | 1.3 | 1.4
1216_1546_1 | 1216 | TAP141261 | Mohawk Valley | Mohawk Valley | 115 | 1546 | MOSES | 115 | 1 | Closed | 0.008 | 0.03306 | 0.00548 | 1 | 0 | 167 | 556 | 210 | 4.6 | 6.7
1216_415_1 | 1216 | TAP141261 | Mohawk Valley | Mohawk Valley | 115 | 415 | ALCOA MASSENA OPERATIONS - WEST PLANT | 115 | 1 | Closed | 0.00258 | 0.01068 | 0.00177 | 1 | 0 | 167 | 556 | 210 | 1.4 | 2.1
1216_417_1 | 1216 | TAP141261 | Mohawk Valley | Mohawk Valley | 115 | 417 | UNKNOWN125654 | 115 | 1 | Closed | 0.00184 | 0.0076 | 0.00126 | 1 | 0 | 167 | 556 | 210 | 1.3 | 1.5
1217_1546_1 | 1217 | TAP141262 | Mohawk Valley | Mohawk Valley | 115 | 1546 | MOSES | 115 | 1 | Closed | 0.00792 | 0.03277 | 0.00543 | 1 | 0 | 167 | 556 | 210 | 4.5 | 6.6
1217_415_1 | 1217 | TAP141262 | Mohawk Valley | Mohawk Valley | 115 | 415 | ALCOA MASSENA OPERATIONS - WEST PLANT | 115 | 1 | Closed | 0.00292 | 0.01207 | 0.002 | 1 | 0 | 167 | 556 | 210 | 1.4 | 2.4
1217_417_1 | 1217 | TAP141262 | Mohawk Valley | Mohawk Valley | 115 | 417 | UNKNOWN125654 | 115 | 1 | Closed | 0.00187 | 0.00773 | 0.00128 | 1 | 0 | 167 | 556 | 210 | 1.3 | 1.6
1218_1465_1 | 1218 | TAP141297 | Central | Central | 115 | 1465 | TAP173591 | 115 | 1 | Closed | 0 | 2e-05 | 0 | 1 | 0 | 167 | 556 | 210 | 0 | 0
1218_1466_1 | 1218 | TAP141297 | Central | Central | 115 | 1466 | TAP173592 | 115 | 1 | Closed | 0 | 2e-05 | 0 | 1 | 0 | 167 | 556 | 210 | 0 | 0
1220_1221_1 | 1220 | ADIRONDACK | Mohawk Valley | Mohawk Valley | 230 | 1221 | CHASES LAKE | 230 | 1 | Closed | 0.00166 | 0.01332 | 0.0508 | 1 | 0 | 500 | 936 | 625 | 10.9 | 12.9
1220_1230_1 | 1220 | ADIRONDACK | Mohawk Valley | Mohawk Valley | 230 | 1230 | MOSES | 230 | 1 | Closed | 0.0136 | 0.10931 | 0.41705 | 1 | 0 | 575 | 936 | 715 | 78.9 | 105.5
1220_1230_2 | 1220 | ADIRONDACK | Mohawk Valley | Mohawk Valley | 230 | 1230 | MOSES | 230 | 2 | Closed | 0.01361 | 0.10934 | 0.41718 | 1 | 0 | 575 | 936 | 715 | 78.9 | 105.5
1220_1232_1 | 1220 | ADIRONDACK | Mohawk Valley | Mohawk Valley | 230 | 1232 | PORTER | 230 | 1 | Closed | 0.00815 | 0.0655 | 0.2499 | 1 | 0 | 453 | 936 | 579 | 53.3 | 63.2
1220_1232_2 | 1220 | ADIRONDACK | Mohawk Valley | Mohawk Valley | 230 | 1232 | PORTER | 230 | 2 | Closed | 0.00815 | 0.0655 | 0.2499 | 1 | 0 | 453 | 936 | 579 | 53.3 | 63.2
1221_1232_1 | 1221 | CHASES LAKE | Mohawk Valley | Mohawk Valley | 230 | 1232 | PORTER | 230 | 1 | Closed | 0.00653 | 0.05246 | 0.20015 | 1 | 0 | 453 | 936 | 579 | 42.7 | 50.6
1221_1232_2 | 1221 | CHASES LAKE | Mohawk Valley | Mohawk Valley | 230 | 1232 | PORTER | 230 | 2 | Closed | 0.00653 | 0.05246 | 0.20015 | 1 | 0 | 453 | 936 | 579 | 42.7 | 50.6
1222_1543_1 | 1222 | COOPERS CORNER | Mohawk Valley | Mohawk Valley | 345 | 1543 | COOPERS CORNER | 115 | 1 | Closed | 0.0006 | 0.0524 | 0 | 1 | 0 | 417 | 518 | 599 | 0 | 0
1223_1544_1 | 1223 | WOODBOURNE | Mohawk Valley | Mohawk Valley | 115 | 1544 | WOODBOURNE | 69 | 1 | Closed | 0.0032 | 0.1644 | 0 | 1 | 0 | 125 | 145 | 170 | 0 | 0
1225_1516_1 | 1225 | GREENFIELD ROAD | Hudson Valley | Hudson Valley | 69 | 1516 | MODENA | 69 | 1 | Closed | 0.02 | 0.08 | 0.013 | 1 | 0 | 167 | 556 | 210 | 15.9 | 15.9
1228_1222_1 | 1228 | FRASER | Mohawk Valley | Mohawk Valley | 345 | 1222 | COOPERS CORNER | 345 | 1 | Closed | 0.00141 | 0.02147 | 0.55498 | 1 | 0 | 1216 | 2454 | 1804 | 42.3 | 53.9
1228_1227_1 | 1228 | FRASER | Mohawk Valley | Capital | 345 | 1227 | GILBOA | 345 | 1 | Closed | 0.00119 | 0.01821 | 0.47073 | 1 | 0 | 1216 | 2454 | 1804 | 30.9 | 45.7
1228_1233_1 | 1228 | FRASER | Mohawk Valley | Mohawk Valley | 345 | 1233 | EDIC | 345 | 1 | Closed | 0.00232 | 0.03545 | 0.91639 | 1 | 0 | 1216 | 2454 | 1804 | 63.4 | 89.1
1228_1545_1 | 1228 | FRASER | Mohawk Valley | Mohawk Valley | 345 | 1545 | FRASER | 115 | 1 | Closed | 0.0006 | 0.0524 | 0 | 1 | 0 | 417 | 518 | 599 | 0 | 0
1230_1546_1 | 1230 | MOSES | Mohawk Valley | Mohawk Valley | 230 | 1546 | MOSES | 115 | 1 | Closed | 0.0004 | 0.04 | 0 | 1 | 0 | 500 | 500 | 500 | 0 | 0
1230_1547_1 | 1230 | MOSES | Mohawk Valley | Mohawk Valley | 230 | 1547 | MASSENA | 230 | 1 | Closed | 0.00143 | 0.01153 | 0.044 | 1 | 0 | 853 | 936 | 853 | 6 | 11.1
1230_1547_2 | 1230 | MOSES | Mohawk Valley | Mohawk Valley | 230 | 1547 | MASSENA | 230 | 2 | Closed | 0.00143 | 0.0115 | 0.04389 | 1 | 0 | 853 | 936 | 853 | 6 | 11.1
1231_1547_1 | 1231 | MASSENA | Mohawk Valley | Mohawk Valley | 765 | 1547 | MASSENA | 230 | 1 | Closed | 0.00018 | 0.01653 | 0 | 1 | 0 | 936 | 1197 | 1383 | 0 | 0
1231_1547_2 | 1231 | MASSENA | Mohawk Valley | Mohawk Valley | 765 | 1547 | MASSENA | 230 | 2 | Closed | 0.00018 | 0.01653 | 0 | 1 | 0 | 936 | 1197 | 1383 | 0 | 0
1232_1548_1 | 1232 | PORTER | Mohawk Valley | Mohawk Valley | 230 | 1548 | PORTER | 115 | 1 | Open | 0.00149 | 0.0623 | 0 | 1 | 0 | 600 | 600 | 600 | 0 | 0
1232_1549_1 | 1232 | PORTER | Mohawk Valley | Mohawk Valley | 230 | 1549 | EDIC | 230 | 1 | Closed | 8e-05 | 0.00065 | 0.00247 | 1 | 0 | 453 | 936 | 579 | 0.3 | 0.6
1232_1549_2 | 1232 | PORTER | Mohawk Valley | Mohawk Valley | 230 | 1549 | EDIC | 230 | 2 | Closed | 0.0001 | 0.00081 | 0.00308 | 1 | 0 | 453 | 936 | 579 | 0.3 | 0.8
1232_1549_3 | 1232 | PORTER | Mohawk Valley | Mohawk Valley | 230 | 1549 | EDIC | 230 | 3 | Closed | 8e-05 | 0.00068 | 0.00259 | 1 | 0 | 453 | 936 | 579 | 0.3 | 0.7
1232_630_1 | 1232 | PORTER | Mohawk Valley | Capital | 230 | 630 | ROTTERDAM | 230 | 1 | Closed | 0.01368 | 0.10993 | 0.41941 | 1 | 0 | 453 | 936 | 579 | 66.1 | 106.1
1232_630_2 | 1232 | PORTER | Mohawk Valley | Capital | 230 | 630 | ROTTERDAM | 230 | 2 | Closed | 0.01372 | 0.1103 | 0.42082 | 1 | 0 | 453 | 936 | 579 | 66.1 | 106.5
1233_1237_1 | 1233 | EDIC | Mohawk Valley | Central | 345 | 1237 | CLAY | 345 | 1 | Closed | 0.00187 | 0.02855 | 0.73789 | 1 | 0 | 1216 | 2454 | 1804 | 47.8 | 71.7
1233_1237_2 | 1233 | EDIC | Mohawk Valley | Central | 345 | 1237 | CLAY | 345 | 2 | Closed | 0.00187 | 0.02855 | 0.73813 | 1 | 0 | 1216 | 2454 | 1804 | 47.8 | 71.7
1233_1242_1 | 1233 | EDIC | Mohawk Valley | Central | 345 | 1242 | FITZPATRICK | 345 | 1 | Closed | 0.00252 | 0.03849 | 0.99509 | 1 | 0 | 1216 | 2454 | 1804 | 64.2 | 96.7
1233_1549_1 | 1233 | EDIC | Mohawk Valley | Mohawk Valley | 345 | 1549 | EDIC | 230 | 1 | Closed | 0.00044 | 0.02341 | 0 | 1 | 0 | 800 | 541 | 1200 | 0 | 0
1233_1567_1 | 1233 | EDIC | Mohawk Valley | Mohawk Valley | 345 | 1567 | MARCY | 345 | 1 | Closed | 5e-05 | 0.00073 | 0.01892 | 1 | 0 | 1216 | 2454 | 1804 | 1.5 | 1.8
1234_1235_1 | 1234 | PANNELL | Genesse | Genesse | 345 | 1235 | ROCHESTER #80 | 345 | 1 | Closed | 0.00057 | 0.00876 | 0.22652 | 1 | 0 | 1216 | 2454 | 1804 | 14.6 | 22
1234_1235_2 | 1234 | PANNELL | Genesse | Genesse | 345 | 1235 | ROCHESTER #80 | 345 | 2 | Closed | 0.00058 | 0.00877 | 0.22682 | 1 | 0 | 1216 | 2454 | 1804 | 14.6 | 22
1234_1237_1 | 1234 | PANNELL | Genesse | Central | 345 | 1237 | CLAY | 345 | 1 | Closed | 0.00238 | 0.03627 | 0.93764 | 1 | 0 | 1216 | 2454 | 1804 | 62.1 | 91.1
1234_1237_2 | 1234 | PANNELL | Genesse | Central | 345 | 1237 | CLAY | 345 | 2 | Closed | 0.00238 | 0.03626 | 0.93745 | 1 | 0 | 1216 | 2454 | 1804 | 62.1 | 91.1
1234_1550_1 | 1234 | PANNELL | Genesse | Genesse | 345 | 1550 | PANNELL | 115 | 1 | Closed | 0.0006 | 0.0524 | 0 | 1 | 0 | 417 | 518 | 599 | 0 | 0
1235_1249_1 | 1235 | ROCHESTER #80 | Genesse | West | 345 | 1249 | SOMERSET | 345 | 1 | Open | 0.00223 | 0.03401 | 0.87921 | 1 | 0 | 1216 | 2454 | 1804 | 51.6 | 85.4
1235_1249_2 | 1235 | ROCHESTER #80 | Genesse | West | 345 | 1249 | SOMERSET | 345 | 2 | Open | 0.00167 | 0.02556 | 0.66062 | 1 | 0 | 1216 | 2454 | 1804 | 51.6 | 64.2
1235_1299_1 | 1235 | ROCHESTER #80 | Genesse | West | 345 | 1299 | DYSINGER | 345 | 1 | Closed | 0.00144 | 0.02192 | 0.56674 | 1 | 0 | 1216 | 2454 | 1804 | 44.3 | 55.1
1235_1299_2 | 1235 | ROCHESTER #80 | Genesse | West | 345 | 1299 | DYSINGER | 345 | 2 | Closed | 0.00144 | 0.02192 | 0.56674 | 1 | 0 | 1216 | 2454 | 1804 | 44.3 | 55.1
1235_1313_1 | 1235 | ROCHESTER #80 | Genesse | West | 345 | 1313 | NIAGARA | 345 | 1 | Closed | 0.00265 | 0.04045 | 1.0456 | 1 | 0 | 1216 | 2454 | 1804 | 68.8 | 101.6
1235_1551_1 | 1235 | ROCHESTER #80 | Genesse | Genesse | 345 | 1551 | ROCHESTER #80 | 115 | 1 | Closed | 0.0006 | 0.0524 | 0 | 1 | 0 | 600 | 600 | 600 | 0 | 0
1236_1238_1 | 1236 | OSWEGO | Central | Central | 345 | 1238 | VOLNEY | 345 | 1 | Closed | 0.00046 | 0.00702 | 0.18146 | 1 | 0 | 1216 | 2454 | 1804 | 10 | 17.6
1236_1238_2 | 1236 | OSWEGO | Central | Central | 345 | 1238 | VOLNEY | 345 | 2 | Closed | 0.00046 | 0.00702 | 0.18145 | 1 | 0 | 1216 | 2454 | 1804 | 10 | 17.6
1236_1552_1 | 1236 | OSWEGO | Central | Central | 345 | 1552 | OSWEGO | 115 | 1 | Closed | 0.0006 | 0.0524 | 0 | 1 | 0 | 417 | 518 | 599 | 0 | 0
1237_1238_1 | 1237 | CLAY | Central | Central | 345 | 1238 | VOLNEY | 345 | 1 | Closed | 0.0006 | 0.0091 | 0.23531 | 1 | 0 | 1216 | 2454 | 1804 | 16.5 | 22.9
1237_1240_1 | 1237 | CLAY | Central | Central | 345 | 1240 | NINE MILE | 345 | 1 | Closed | 0.00087 | 0.0133 | 0.34373 | 1 | 0 | 1216 | 2454 | 1804 | 25.2 | 33.4
1237_1241_1 | 1237 | CLAY | Central | Central | 345 | 1241 | SITHE | 345 | 1 | Closed | 0.00093 | 0.01421 | 0.36725 | 1 | 0 | 2454 | 2454 | 2454 | 25 | 35.7
1237_1553_1 | 1237 | CLAY | Central | Central | 345 | 1553 | CLAY | 115 | 1 | Closed | 0.0006 | 0.0524 | 0 | 1 | 0 | 500 | 518 | 599 | 0 | 0
1238_1239_1 | 1238 | VOLNEY | Central | Central | 345 | 1239 | SCRIBA | 345 | 1 | Closed | 0.00027 | 0.00415 | 0.10729 | 1 | 0 | 1216 | 2454 | 1804 | 8.4 | 10.4
1238_1239_2 | 1238 | VOLNEY | Central | Central | 345 | 1239 | SCRIBA | 345 | 2 | Closed | 0.00027 | 0.00413 | 0.10676 | 1 | 0 | 1216 | 2454 | 1804 | 8.4 | 10.4
1239_1240_1 | 1239 | SCRIBA | Central | Central | 345 | 1240 | NINE MILE | 345 | 1 | Closed | 2e-05 | 0.00024 | 0.00609 | 1 | 0 | 1216 | 2454 | 1804 | 0.5 | 0.6
1239_1241_1 | 1239 | SCRIBA | Central | Central | 345 | 1241 | SITHE | 345 | 1 | Closed | 0.0001 | 0.00152 | 0.03921 | 1 | 0 | 2454 | 2454 | 2454 | 2.2 | 3.8
1239_1242_1 | 1239 | SCRIBA | Central | Central | 345 | 1242 | FITZPATRICK | 345 | 1 | Closed | 3e-05 | 0.00052 | 0.01351 | 1 | 0 | 1216 | 2454 | 1804 | 0.7 | 1.3
1239_1554_1 | 1239 | SCRIBA | Central | Central | 345 | 1554 | SCRIBA | 115 | 1 | Closed | 0.0006 | 0.0524 | 0 | 1 | 0 | 417 | 518 | 599 | 0 | 0
124_149_1 | 124 | UNKNOWN124668 | Central | Central | 115 | 149 | UNKNOWN124827 | 115 | 1 | Closed | 0.03175 | 0.1313 | 0.02174 | 1 | 0 | 167 | 556 | 210 | 19.6 | 26.4
124_29_1 | 124 | UNKNOWN124668 | Central | Central | 115 | 29 | UNKNOWN124194 | 115 | 1 | Closed | 0.03314 | 0.13704 | 0.02269 | 1 | 0 | 167 | 556 | 210 | 24.9 | 27.6
124_55_1 | 124 | UNKNOWN124668 | Central | Central | 115 | 55 | UNKNOWN124257 | 115 | 1 | Closed | 0.03506 | 0.14498 | 0.02401 | 1 | 0 | 167 | 556 | 210 | 22 | 29.2
1240_1242_1 | 1240 | NINE MILE | Central | Central | 345 | 1242 | FITZPATRICK | 345 | 1 | Closed | 3e-05 | 0.00043 | 0.01117 | 1 | 0 | 1216 | 2454 | 1804 | 0.5 | 1.1
1240_1555_1 | 1240 | NINE MILE | Central | Central | 345 | 1555 | NINE MILE | 115 | 1 | Closed | 0.0006 | 0.0524 | 0 | 1 | 0 | 417 | 518 | 599 | 0 | 0
1241_1556_1 | 1241 | SITHE | Central | Central | 345 | 1556 | SITHE | 115 | 1 | Closed | 0.0006 | 0.0524 | 0 | 1 | 0 | 417 | 518 | 599 | 0 | 0
1242_1557_1 | 1242 | FITZPATRICK | Central | Central | 345 | 1557 | FITZPATRICK | 115 | 1 | Closed | 0.0006 | 0.0524 | 0 | 1 | 0 | 417 | 518 | 599 | 0 | 0
1244_1558_1 | 1244 | WATERCURE | Central | Central | 345 | 1558 | WATERCURE | 230 | 1 | Closed | 0.00044 | 0.02341 | 0 | 1 | 0 | 448 | 541 | 612 | 0 | 0
1245_1228_1 | 1245 | OAKDALE | Central | Mohawk Valley | 345 | 1228 | FRASER | 345 | 1 | Closed | 0.00207 | 0.03158 | 0.81624 | 1 | 0 | 1216 | 2454 | 1804 | 51.2 | 79.3
1245_1244_1 | 1245 | OAKDALE | Central | Central | 345 | 1244 | WATERCURE | 345 | 1 | Closed | 0.00156 | 0.02387 | 0.61695 | 1 | 0 | 1216 | 2454 | 1804 | 40.6 | 60
1245_1559_1 | 1245 | OAKDALE | Central | Central | 345 | 1559 | OAKDALE | 115 | 1 | Closed | 0.0006 | 0.0524 | 0 | 1 | 0 | 417 | 518 | 599 | 0 | 0
1245_1560_1 | 1245 | OAKDALE | Central | Central | 345 | 1560 | OAKDALE | 230 | 1 | Closed | 0.00044 | 0.02341 | 0 | 1 | 0 | 448 | 541 | 612 | 0 | 0
1245_254_1 | 1245 | OAKDALE | Central | Central | 345 | 254 | LAPEER | 345 | 1 | Closed | 0.00067 | 0.0102 | 0.26376 | 1 | 0 | 1216 | 2454 | 1804 | 22.5 | 25.6
1246_1561_1 | 1246 | GARDENVILLE | West | West | 230 | 1561 | GARDENVILLE | 115 | 1 | Closed | 0.00149 | 0.0623 | 0 | 1 | 0 | 326 | 369 | 423 | 0 | 0
1246_1564_1 | 1246 | GARDENVILLE | West | West | 230 | 1564 | STOLLE ROAD | 230 | 1 | Closed | 0.00232 | 0.01864 | 0.07111 | 1 | 0 | 453 | 936 | 579 | 9.6 | 18
1247_1562_1 | 1247 | ROBINSON ROAD | West | West | 230 | 1562 | ROBINSON ROAD | 115 | 1 | Closed | 0.00149 | 0.0623 | 0 | 1 | 0 | 326 | 369 | 423 | 0 | 0
1248_1413_1 | 1248 | STOLLE ROAD | West | West | 345 | 1413 | FIVE MILE | 345 | 1 | Closed | 0.00157 | 0.02403 | 0.62108 | 1 | 0 | 1216 | 2454 | 1804 | 44.4 | 60.4
1248_1563_1 | 1248 | STOLLE ROAD | West | West | 345 | 1563 | STOLLE ROAD | 115 | 1 | Closed | 0.0006 | 0.0524 | 0 | 1 | 0 | 417 | 518 | 599 | 0 | 0
1248_1564_1 | 1248 | STOLLE ROAD | West | West | 345 | 1564 | STOLLE ROAD | 230 | 1 | Closed | 0.00044 | 0.02341 | 0 | 1 | 0 | 448 | 541 | 612 | 0 | 0
1249_1299_1 | 1249 | SOMERSET | West | West | 345 | 1299 | DYSINGER | 345 | 1 | Closed | 0.00048 | 0.0073 | 0.18873 | 1 | 0 | 1216 | 2454 | 1804 | 14.7 | 18.3
1249_1299_2 | 1249 | SOMERSET | West | West | 345 | 1299 | DYSINGER | 345 | 2 | Closed | 0.00048 | 0.0073 | 0.18872 | 1 | 0 | 1216 | 2454 | 1804 | 14.7 | 18.3
1249_1313_1 | 1249 | SOMERSET | West | West | 345 | 1313 | NIAGARA | 345 | 1 | Open | 0.00145 | 0.02209 | 0.57113 | 1 | 0 | 1216 | 2454 | 1804 | 25.7 | 55.5
125_415_1 | 125 | UNKNOWN124702 | Mohawk Valley | Mohawk Valley | 115 | 415 | ALCOA MASSENA OPERATIONS - WEST PLANT | 115 | 1 | Closed | 0.00237 | 0.0098 | 0.00162 | 1 | 0 | 167 | 556 | 210 | 0.8 | 2
125_418_N | 125 | UNKNOWN124702 | Mohawk Valley | Mohawk Valley | 115 | 418 | UNKNOWN125655 | 115 | N | Closed | 0.0026 | 0.01555 | 0.0023 | 1 | 0 | 220 | 252 | 280 | 1.5 | 3
1251_1250_1 | 1251 | MEYER | West | Central | 230 | 1250 | CANANDAIGUA | 230 | 1 | Closed | 0.0022 | 0.01771 | 0.06756 | 1 | 0 | 453 | 936 | 579 | 12.2 | 17.1
1251_1565_1 | 1251 | MEYER | West | West | 230 | 1565 | MEYER | 115 | 1 | Closed | 0.00149 | 0.0623 | 0 | 1 | 0 | 326 | 369 | 423 | 0 | 0
1253_1405_1 | 1253 | UNKNOWN144120 | Genesse | Genesse | 115 | 1405 | RISER161220 | 115 | 1 | Closed | 0.00056 | 0.00233 | 0.00039 | 1 | 0 | 167 | 556 | 210 | 0.4 | 0.5
1254_228_1 | 1254 | TAP144121 | Genesse | Genesse | 115 | 228 | GOLAH | 115 | 1 | Closed | 0.00083 | 0.00341 | 0.00056 | 1 | 0 | 167 | 556 | 210 | 0.6 | 0.7
1254_239_1 | 1254 | TAP144121 | Genesse | Genesse | 115 | 239 | EAST GOLAH | 115 | 1 | Closed | 0.00406 | 0.01681 | 0.00278 | 1 | 0 | 167 | 556 | 210 | 1.5 | 3.4
1256_211_1 | 1256 | HAMILTON RD | Central | Genesse | 115 | 211 | FARMINGTON | 115 | 1 | Closed | 0.07418 | 0.30676 | 0.0508 | 1 | 0 | 167 | 556 | 210 | 44.7 | 61.7
1258_1259_1 | 1258 | TAP144671 | Central | Central | 115 | 1259 | UNKNOWN144672 | 115 | 1 | Closed | 0.00399 | 0.0165 | 0.00273 | 1 | 0 | 167 | 556 | 210 | 2.9 | 3.3
1258_1260_1 | 1258 | TAP144671 | Central | Central | 115 | 1260 | UNKNOWN144679 | 115 | 1 | Closed | 0.00249 | 0.01028 | 0.0017 | 1 | 0 | 167 | 556 | 210 | 1.5 | 2.1
1258_1384_1 | 1258 | TAP144671 | Central | Central | 115 | 1384 | RISER161081 | 115 | 1 | Closed | 0.00798 | 0.03301 | 0.00547 | 1 | 0 | 167 | 556 | 210 | 3.7 | 6.6
126_415_1 | 126 | UNKNOWN124703 | Mohawk Valley | Mohawk Valley | 115 | 415 | ALCOA MASSENA OPERATIONS - WEST PLANT | 115 | 1 | Closed | 0.00143 | 0.00592 | 0.00098 | 1 | 0 | 167 | 556 | 210 | 0.5 | 1.2
1261_1315_1 | 1261 | HUNTLEY | West | West | 230 | 1315 | ELM ST | 230 | 1 | Closed | 0.00128 | 0.0103 | 0.03929 | 1 | 0 | 453 | 936 | 579 | 6.9 | 9.9
1261_1566_1 | 1261 | HUNTLEY | West | West | 230 | 1566 | HUNTLEY | 115 | 1 | Closed | 0.00149 | 0.0623 | 0 | 1 | 0 | 326 | 369 | 423 | 0 | 0
1262_1569_1 | 1262 | TAP144833 | West | West | 115 | 1569 | NIAGARA | 115 | 1 | Closed | 0.01029 | 0.04255 | 0.00705 | 1 | 0 | 167 | 183 | 210 | 4.6 | 8.6
1262_1569_2 | 1262 | TAP144833 | West | West | 115 | 1569 | NIAGARA | 115 | 2 | Closed | 0.01029 | 0.04255 | 0.00705 | 1 | 0 | 167 | 183 | 210 | 4.6 | 8.6
1262_1569_3 | 1262 | TAP144833 | West | West | 115 | 1569 | NIAGARA | 115 | 3 | Closed | 0.01029 | 0.04255 | 0.00705 | 1 | 0 | 167 | 183 | 210 | 4.6 | 8.6
1262_269_1 | 1262 | TAP144833 | West | West | 115 | 269 | LOCKPORT | 115 | 1 | Closed | 0.01816 | 0.0751 | 0.01244 | 1 | 0 | 167 | 556 | 210 | 11 | 15.1
1262_277_1 | 1262 | TAP144833 | West | West | 115 | 277 | SANBORN | 115 | 1 | Closed | 5e-05 | 0.00021 | 3e-05 | 1 | 0 | 167 | 556 | 210 | 0 | 0
1262_277_2 | 1262 | TAP144833 | West | West | 115 | 277 | SANBORN | 115 | 2 | Closed | 5e-05 | 0.00021 | 4e-05 | 1 | 0 | 167 | 556 | 210 | 0 | 0
1263_1231_1 | 1263 | MARCY | Mohawk Valley | Mohawk Valley | 765 | 1231 | MASSENA | 765 | 1 | Closed | 0.00039 | 0.01191 | 5.7815 | 1 | 0 | 5115 | 5115 | 5300 | 121.7 | 129.7
1263_1567_1 | 1263 | MARCY | Mohawk Valley | Mohawk Valley | 765 | 1567 | MARCY | 345 | 1 | Closed | 0.00025 | 0.00846 | 0 | 1 | 0 | 1582 | 1830 | 2070 | 0 | 0
1263_1567_2 | 1263 | MARCY | Mohawk Valley | Mohawk Valley | 765 | 1567 | MARCY | 345 | 2 | Closed | 0.00025 | 0.00846 | 0 | 1 | 0 | 1582 | 1830 | 2070 | 0 | 0
1264_220_1 | 1264 | UNKNOWN144967 | Genesse | Genesse | 115 | 220 | SLOCUM RD | 115 | 1 | Closed | 0.0078 | 0.03227 | 0.00534 | 1 | 0 | 167 | 556 | 210 | 4.3 | 6.5
1264_220_2 | 1264 | UNKNOWN144967 | Genesse | Genesse | 115 | 220 | SLOCUM RD | 115 | 2 | Closed | 0.00899 | 0.03718 | 0.00616 | 1 | 0 | 167 | 556 | 210 | 4.3 | 7.5
1269_1266_1 | 1269 | TAP145006 | Central | Central | 115 | 1266 | UNKNOWN145003 | 115 | 1 | Closed | 0.0005 | 0.00206 | 0.00034 | 1 | 0 | 167 | 556 | 210 | 0.3 | 0.4
1269_1267_1 | 1269 | TAP145006 | Central | Central | 115 | 1267 | UNKNOWN145004 | 115 | 1 | Closed | 0.0001 | 0.0004 | 7e-05 | 1 | 0 | 167 | 556 | 210 | 0.1 | 0.1
1269_1268_1 | 1269 | TAP145006 | Central | Central | 115 | 1268 | UNKNOWN145005 | 115 | 1 | Closed | 0.00027 | 0.00111 | 0.00018 | 1 | 0 | 167 | 556 | 210 | 0.2 | 0.2
127_1441_1 | 127 | UNKNOWN124704 | Capital | Capital | 115 | 1441 | DEADEND167230 | 115 | 1 | Closed | 0.01123 | 0.04643 | 0.00769 | 1 | 0 | 167 | 556 | 210 | 6.5 | 9.3
127_1520_1 | 127 | UNKNOWN124704 | Capital | Capital | 115 | 1520 | NEW SCOTLAND | 115 | 1 | Closed | 0.01282 | 0.05301 | 0.00878 | 1 | 0 | 167 | 556 | 210 | 7.3 | 10.7
127_1520_2 | 127 | UNKNOWN124704 | Capital | Capital | 115 | 1520 | NEW SCOTLAND | 115 | 2 | Closed | 0.01282 | 0.05301 | 0.00878 | 1 | 0 | 167 | 556 | 210 | 7.3 | 10.7
127_505_1 | 127 | UNKNOWN124704 | Capital | Capital | 115 | 505 | UNKNOWN128270 | 115 | 1 | Closed | 0.00401 | 0.01657 | 0.00274 | 1 | 0 | 167 | 556 | 210 | 2 | 3.3
127_510_1 | 127 | UNKNOWN124704 | Capital | Capital | 115 | 510 | UNKNOWN128277 | 115 | 1 | Closed | 0.00303 | 0.01253 | 0.00208 | 1 | 0 | 167 | 556 | 210 | 2.2 | 2.5
127_510_2 | 127 | UNKNOWN124704 | Capital | Capital | 115 | 510 | UNKNOWN128277 | 115 | 2 | Closed | 0.00302 | 0.0125 | 0.00207 | 1 | 0 | 167 | 556 | 210 | 2.2 | 2.5
127_813_1 | 127 | UNKNOWN124704 | Capital | Capital | 115 | 813 | GREENBUSH | 115 | 1 | Closed | 0.00461 | 0.01908 | 0.00316 | 1 | 0 | 185 | 556 | 210 | 2.5 | 3.8
127_813_2 | 127 | UNKNOWN124704 | Capital | Capital | 115 | 813 | GREENBUSH | 115 | 2 | Closed | 0.00461 | 0.01906 | 0.00316 | 1 | 0 | 185 | 556 | 210 | 2.5 | 3.8
127_813_3 | 127 | UNKNOWN124704 | Capital | Capital | 115 | 813 | GREENBUSH | 115 | 3 | Closed | 0.00461 | 0.01906 | 0.00316 | 1 | 0 | 185 | 556 | 210 | 2.5 | 3.8
127_814_1 | 127 | UNKNOWN124704 | Capital | Capital | 115 | 814 | KRUMKILL | 115 | 1 | Closed | 0.00847 | 0.03501 | 0.0058 | 1 | 0 | 167 | 556 | 210 | 5.6 | 7
1270_175_1 | 1270 | TAP145007 | Central | Central | 115 | 175 | UNKNOWN124964 | 115 | 1 | Closed | 6e-05 | 0.00025 | 4e-05 | 1 | 0 | 167 | 556 | 210 | 0 | 0
1270_184_1 | 1270 | TAP145007 | Central | Central | 115 | 184 | G E | 115 | 1 | Closed | 0.00684 | 0.02829 | 0.00468 | 1 | 0 | 167 | 556 | 210 | 3.2 | 5.7
1270_334_1 | 1270 | TAP145007 | Central | Central | 115 | 334 | UNKNOWN125437 | 115 | 1 | Closed | 0.00512 | 0.02119 | 0.00351 | 1 | 0 | 167 | 556 | 210 | 3.4 | 4.3
1271_1272_1 | 1271 | WRIGHT AVENUE | Central | Central | 115 | 1272 | STATE STREET | 115 | 1 | Closed | 0.00499 | 0.02064 | 0.00342 | 1 | 0 | 167 | 556 | 210 | 1.9 | 4.2
1271_61_1 | 1271 | WRIGHT AVENUE | Central | Central | 115 | 61 | UNKNOWN124336 | 115 | 1 | Closed | 0.03583 | 0.14818 | 0.02454 | 1 | 0 | 167 | 556 | 210 | 22.5 | 29.8
1272_1477_1 | 1272 | STATE STREET | Central | Central | 115 | 1477 | ELBRIDGE | 115 | 1 | Closed | 0.02116 | 0.08749 | 0.01449 | 1 | 0 | 167 | 556 | 210 | 11.4 | 17.6
1272_1477_2 | 1272 | STATE STREET | Central | Central | 115 | 1477 | ELBRIDGE | 115 | 2 | Closed | 0.02124 | 0.08783 | 0.01454 | 1 | 0 | 167 | 556 | 210 | 11.4 | 17.7
1272_1477_3 | 1272 | STATE STREET | Central | Central | 115 | 1477 | ELBRIDGE | 115 | 3 | Closed | 0.02125 | 0.08786 | 0.01455 | 1 | 0 | 167 | 556 | 210 | 11.4 | 17.7
1272_213_1 | 1272 | STATE STREET | Central | Genesse | 115 | 213 | STATION #199 | 115 | 1 | Closed | 0.0274 | 0.11331 | 0.01876 | 1 | 0 | 167 | 556 | 210 | 14.6 | 22.8
1273_1386_1 | 1273 | TAP145043 | Central | Central | 115 | 1386 | TAP161083 | 115 | 1 | Closed | 0.01741 | 0.072 | 0.01192 | 1 | 0 | 167 | 556 | 210 | 10.9 | 14.5
1273_207_1 | 1273 | TAP145043 | Central | Central | 115 | 207 | HYATT RD | 115 | 1 | Closed | 0.00161 | 0.00666 | 0.0011 | 1 | 0 | 167 | 556 | 210 | 0.8 | 1.3
1273_208_1 | 1273 | TAP145043 | Central | Central | 115 | 208 | GENEVA BORDER CITY | 115 | 1 | Closed | 0.02038 | 0.08426 | 0.01395 | 1 | 0 | 167 | 556 | 210 | 10.1 | 16.9
1278_1474_1 | 1278 | TAP145194 | West | West | 115 | 1474 | NEW GARDENVILLE | 115 | 1 | Closed | 0.00378 | 0.01564 | 0.00259 | 1 | 0 | 167 | 556 | 210 | 2.4 | 3.1
1278_1475_1 | 1278 | TAP145194 | West | West | 115 | 1475 | SENECA TERMINAL | 115 | 1 | Closed | 0.00057 | 0.00236 | 0.00039 | 1 | 0 | 167 | 556 | 210 | 0.3 | 0.5
1278_299_1 | 1278 | TAP145194 | West | West | 115 | 299 | UNKNOWN125369 | 115 | 1 | Closed | 5e-05 | 0.00019 | 3e-05 | 1 | 0 | 167 | 556 | 210 | 0 | 0
1279_136_1 | 1279 | TAP145195 | West | West | 115 | 136 | COBBLE HILL | 115 | 1 | Closed | 0.00108 | 0.00447 | 0.00074 | 1 | 0 | 167 | 556 | 210 | 0.5 | 0.9
1279_1368_1 | 1279 | TAP145195 | West | West | 115 | 1368 | TAP160986 | 115 | 1 | Closed | 0.01188 | 0.04911 | 0.00813 | 1 | 0 | 167 | 556 | 210 | 8.2 | 9.9
1279_1474_1 | 1279 | TAP145195 | West | West | 115 | 1474 | NEW GARDENVILLE | 115 | 1 | Closed | 0.02059 | 0.08515 | 0.0141 | 1 | 0 | 167 | 556 | 210 | 16 | 17.1
128_220_1 | 128 | UNKNOWN124705 | Genesse | Genesse | 115 | 220 | SLOCUM RD | 115 | 1 | Closed | 0.0038 | 0.01572 | 0.0026 | 1 | 0 | 167 | 556 | 210 | 3 | 3.2
128_220_2 | 128 | UNKNOWN124705 | Genesse | Genesse | 115 | 220 | SLOCUM RD | 115 | 2 | Closed | 0.00383 | 0.01585 | 0.00262 | 1 | 0 | 167 | 556 | 210 | 3 | 3.2
128_220_3 | 128 | UNKNOWN124705 | Genesse | Genesse | 115 | 220 | SLOCUM RD | 115 | 3 | Closed | 0.00383 | 0.01585 | 0.00262 | 1 | 0 | 167 | 556 | 210 | 3 | 3.2
1281_104_1 | 1281 | TAP145198 | West | West | 115 | 104 | TONAWANDA | 115 | 1 | Closed | 0.0043 | 0.01779 | 0.00295 | 1 | 0 | 167 | 556 | 210 | 2.3 | 3.6
1281_1358_1 | 1281 | TAP145198 | West | West | 115 | 1358 | TAP158329 | 115 | 1 | Closed | 0.00227 | 0.00938 | 0.00155 | 1 | 0 | 167 | 556 | 210 | 1.9 | 1.9
1281_1436_1 | 1281 | TAP145198 | West | West | 115 | 1436 | TAP166953 | 115 | 1 | Closed | 0.00304 | 0.01256 | 0.00208 | 1 | 0 | 167 | 556 | 210 | 2.6 | 2.5
1282_1474_1 | 1282 | TAP145199 | West | West | 115 | 1474 | NEW GARDENVILLE | 115 | 1 | Closed | 0.00917 | 0.03791 | 0.00628 | 1 | 0 | 167 | 556 | 210 | 7.6 | 7.6
1282_308_1 | 1282 | TAP145199 | West | West | 115 | 308 | UNKNOWN125378 | 115 | 1 | Closed | 8e-05 | 0.00034 | 6e-05 | 1 | 0 | 167 | 556 | 210 | 0 | 0.1
1283_1345_1 | 1283 | TAP145200 | West | West | 115 | 1345 | TAP156241 | 115 | 1 | Closed | 0.00179 | 0.00739 | 0.00122 | 1 | 0 | 167 | 556 | 210 | 1.5 | 1.5
1283_306_1 | 1283 | TAP145200 | West | West | 115 | 306 | UNKNOWN125376 | 115 | 1 | Closed | 6e-05 | 0.00024 | 4e-05 | 1 | 0 | 167 | 556 | 210 | 0 | 0
1284_306_1 | 1284 | TAP145201 | West | West | 115 | 306 | UNKNOWN125376 | 115 | 1 | Closed | 6e-05 | 0.00024 | 4e-05 | 1 | 0 | 167 | 556 | 210 | 0 | 0
1286_28_1 | 1286 | UNKNOWN145218 | Mohawk Valley | Mohawk Valley | 115 | 28 | UNKNOWN124172 | 115 | 1 | Closed | 0.0005 | 0.00207 | 0.00035 | 1 | 0 | 116 | 556 | 145 | 0.4 | 0.4
1287_28_1 | 1287 | TAP145219 | Mohawk Valley | Mohawk Valley | 115 | 28 | UNKNOWN124172 | 115 | 1 | Closed | 0.0005 | 0.00205 | 0.00034 | 1 | 0 | 116 | 556 | 145 | 0.3 | 0.4
1287_374_1 | 1287 | TAP145219 | Mohawk Valley | Mohawk Valley | 115 | 374 | UNKNOWN125578 | 115 | 1 | Closed | 0.03371 | 0.06042 | 0.00694 | 1 | 0 | 76 | 556 | 94 | 9.5 | 10.1
1288_1394_1 | 1288 | MADISON | Mohawk Valley | Mohawk Valley | 115 | 1394 | TAP161163 | 115 | 1 | Closed | 6e-05 | 0.00025 | 4e-05 | 1 | 0 | 167 | 556 | 210 | 0 | 0
1288_1395_1 | 1288 | MADISON | Mohawk Valley | Mohawk Valley | 115 | 1395 | TAP161164 | 115 | 1 | Closed | 8e-05 | 0.00033 | 6e-05 | 1 | 0 | 167 | 556 | 210 | 0 | 0.1
129_250_1 | 129 | UNKNOWN124706 | Genesse | Genesse | 115 | 250 | UNKNOWN125198 | 115 | 1 | Closed | 0.00953 | 0.03941 | 0.00653 | 1 | 0 | 167 | 556 | 210 | 6.2 | 7.9
129_250_2 | 129 | UNKNOWN124706 | Genesse | Genesse | 115 | 250 | UNKNOWN125198 | 115 | 2 | Closed | 0.00908 | 0.03756 | 0.00622 | 1 | 0 | 167 | 556 | 210 | 6.2 | 7.6
1290_329_1 | 1290 | TAP145267 | Central | Central | 115 | 329 | TILDEN | 115 | 1 | Closed | 0.00371 | 0.01536 | 0.00254 | 1 | 0 | 167 | 556 | 210 | 2.3 | 3.1
1290_338_1 | 1290 | TAP145267 | Central | Central | 115 | 338 | ROCK CUT | 115 | 1 | Closed | 0.00094 | 0.0039 | 0.00065 | 1 | 0 | 167 | 556 | 210 | 0.5 | 0.8
1290_339_1 | 1290 | TAP145267 | Central | Central | 115 | 339 | UNKNOWN125442 | 115 | 1 | Closed | 0.0014 | 0.00578 | 0.00096 | 1 | 0 | 167 | 556 | 210 | 0.7 | 1.2
1292_1293_1 | 1292 | TAP145298 | Central | Central | 115 | 1293 | UNKNOWN145299 | 115 | 1 | Closed | 0.00072 | 0.00297 | 0.00049 | 1 | 0 | 167 | 556 | 210 | 0.4 | 0.6
1292_170_1 | 1292 | TAP145298 | Central | Central | 115 | 170 | UNKNOWN124959 | 115 | 1 | Closed | 0.0025 | 0.01032 | 0.00171 | 1 | 0 | 167 | 556 | 210 | 1.3 | 2.1
1294_1295_1 | 1294 | TEMPLE STATION 243 | Central | Central | 115 | 1295 | ASH STREET STATION 223 | 115 | 1 | Closed | 0.00156 | 0.00646 | 0.00107 | 1 | 0 | 167 | 556 | 210 | 1.3 | 1.3
1298_1330_1 | 1298 | UNKNOWN145354 | West | West | 115 | 1330 | TAP155786 | 115 | 1 | Closed | 0.00132 | 0.00546 | 0.0009 | 1 | 0 | 167 | 556 | 210 | 0.8 | 1.1
1299_1313_1 | 1299 | DYSINGER | West | West | 345 | 1313 | NIAGARA | 345 | 1 | Closed | 0.0008 | 0.01225 | 0.31657 | 1 | 0 | 1216 | 2454 | 1804 | 24.7 | 30.8
13_1442_1 | 13 | UNKNOWN124138 | Capital | Capital | 115 | 1442 | RISER167231 | 115 | 1 | Closed | 0.00156 | 0.00646 | 0.00107 | 1 | 0 | 167 | 556 | 210 | 1 | 1.3
13_196_1 | 13 | UNKNOWN124138 | Capital | Capital | 115 | 196 | RISER125055 | 115 | 1 | Closed | 0.00156 | 0.00645 | 0.00107 | 1 | 0 | 167 | 556 | 210 | 1 | 1.3
1300_1334_1 | 1300 | TAP145365 | West | West | 115 | 1334 | TAP155790 | 115 | 1 | Closed | 0.01355 | 0.05604 | 0.00928 | 1 | 0 | 167 | 556 | 210 | 6.5 | 11.3
1300_1390_1 | 1300 | TAP145365 | West | West | 115 | 1390 | TAP161089 | 115 | 1 | Closed | 0.00019 | 0.00077 | 0.00013 | 1 | 0 | 167 | 556 | 210 | 0.1 | 0.2
1300_269_1 | 1300 | TAP145365 | West | West | 115 | 269 | LOCKPORT | 115 | 1 | Closed | 0.03755 | 0.15528 | 0.02571 | 1 | 0 | 167 | 556 | 210 | 22.9 | 31.2
1301_1417_1 | 1301 | UNKNOWN145367 | West | West | 115 | 1417 | TAP161770 | 115 | 1 | Closed | 0.01243 | 0.05138 | 0.00851 | 1 | 0 | 167 | 556 | 210 | 7.3 | 10.3
1302_1417_1 | 1302 | UNKNOWN145368 | West | West | 115 | 1417 | TAP161770 | 115 | 1 | Closed | 0.00059 | 0.00244 | 0.0004 | 1 | 0 | 167 | 556 | 210 | 0.4 | 0.5
1303_1568_1 | 1303 | HILLSIDE | Central | Central | 230 | 1568 | HILLSIDE | 115 | 1 | Closed | 0.00149 | 0.0623 | 0 | 1 | 0 | 326 | 369 | 423 | 0 | 0
1303_54_1 | 1303 | HILLSIDE | Central | Central | 230 | 54 | UNKNOWN124256 | 230 | 1 | Closed | 0.00498 | 0.04 | 0.15261 | 1 | 0 | 453 | 936 | 579 | 21.1 | 38.6
1304_1291_1 | 1304 | TAP145432 | Mohawk Valley | Mohawk Valley | 115 | 1291 | UNKNOWN145284 | 115 | 1 | Closed | 0.01278 | 0.05286 | 0.00875 | 1 | 0 | 167 | 556 | 210 | 7.4 | 10.6
1304_1305_1 | 1304 | TAP145432 | Mohawk Valley | Mohawk Valley | 115 | 1305 | UNKNOWN145433 | 115 | 1 | Closed | 0.01469 | 0.06075 | 0.01006 | 1 | 0 | 167 | 556 | 210 | 11.8 | 12.2
1304_372_1 | 1304 | TAP145432 | Mohawk Valley | Mohawk Valley | 115 | 372 | UNKNOWN125576 | 115 | 1 | Closed | 0.00937 | 0.03876 | 0.00642 | 1 | 0 | 167 | 556 | 210 | 7 | 7.8
1308_1382_1 | 1308 | SWEDEN SWITCHES | Genesse | Genesse | 115 | 1382 | TAP161060 | 115 | 1 | Closed | 0.00404 | 0.0167 | 0.00277 | 1 | 0 | 167 | 556 | 210 | 3.2 | 3.4
131_1252_1 | 131 | UNKNOWN124716 | Central | Central | 115 | 1252 | UNKNOWN144087 | 115 | 1 | Closed | 0.01387 | 0.05735 | 0.0095 | 1 | 0 | 167 | 556 | 210 | 7.9 | 11.5
1310_1254_1 | 1310 | TAP145541 | West | Genesse | 115 | 1254 | TAP144121 | 115 | 1 | Closed | 0.00659 | 0.02726 | 0.00451 | 1 | 0 | 167 | 556 | 210 | 4.5 | 5.5
1310_1309_1 | 1310 | TAP145541 | West | West | 115 | 1309 | UNKNOWN145538 | 115 | 1 | Closed | 0.00062 | 0.00257 | 0.00043 | 1 | 0 | 167 | 556 | 210 | 0.4 | 0.5
1310_227_1 | 1310 | TAP145541 | West | West | 115 | 227 | N LAKEVILLE | 115 | 1 | Closed | 0.01143 | 0.04727 | 0.00783 | 1 | 0 | 167 | 556 | 210 | 5.2 | 9.5
1311_1312_1 | 1311 | TAP145542 | West | West | 115 | 1312 | TAP145543 | 115 | 1 | Closed | 2e-05 | 9e-05 | 1e-05 | 1 | 0 | 167 | 556 | 210 | 0 | 0
1311_1333_1 | 1311 | TAP145542 | West | West | 115 | 1333 | TAP155789 | 115 | 1 | Closed | 0.00039 | 0.00161 | 0.00027 | 1 | 0 | 167 | 556 | 210 | 0.3 | 0.3
1311_236_1 | 1311 | TAP145542 | West | West | 115 | 236 | BATAVIA | 115 | 1 | Closed | 0.00402 | 0.0166 | 0.00275 | 1 | 0 | 167 | 556 | 210 | 2.3 | 3.3
1312_1118_1 | 1312 | TAP145543 | West | West | 115 | 1118 | TAP140505 | 115 | 1 | Closed | 0.00141 | 0.00585 | 0.00097 | 1 | 0 | 167 | 556 | 210 | 0.9 | 1.2
1312_234_1 | 1312 | TAP145543 | West | West | 115 | 234 | UNKNOWN125174 | 115 | 1 | Closed | 0.00054 | 0.00225 | 0.00037 | 1 | 0 | 167 | 556 | 210 | 0.4 | 0.5
1313_1427_1 | 1313 | NIAGARA | West | West | 345 | 1427 | DEADEND166944 | 345 | 1 | Closed | 0.00064 | 0.00666 | 0.1 | 1 | 0 | 2400 | 2400 | 2400 | 0.9 | 12.8
1313_1427_2 | 1313 | NIAGARA | West | West | 345 | 1427 | DEADEND166944 | 345 | 2 | Closed | 0.00064 | 0.00666 | 0.1 | 1 | 0 | 2400 | 2400 | 2400 | 0.9 | 12.8
1313_1427_3 | 1313 | NIAGARA | West | West | 345 | 1427 | DEADEND166944 | 345 | 3 | Closed | 0.00064 | 0.00666 | 0.1 | 1 | 0 | 2400 | 2400 | 2400 | 0.9 | 12.8
1313_1569_1 | 1313 | NIAGARA | West | West | 345 | 1569 | NIAGARA | 115 | 1 | Closed | 0.0006 | 0.054 | 0 | 1 | 0 | 600 | 600 | 600 | 0 | 0
1313_1570_1 | 1313 | NIAGARA | West | West | 345 | 1570 | NIAGARA | 230 | 1 | Closed | 0.00044 | 0.02341 | 0 | 1 | 0 | 1250 | 1250 | 1250 | 0 | 0
1313_1570_2 | 1313 | NIAGARA | West | West | 345 | 1570 | NIAGARA | 230 | 2 | Closed | 0.00044 | 0.02341 | 0 | 1 | 0 | 1250 | 1250 | 1250 | 0 | 0
1314_1571_1 | 1314 | PACKARD | West | West | 230 | 1571 | PACKARD | 115 | 1 | Closed | 0.00149 | 0.0623 | 0 | 1 | 0 | 326 | 369 | 423 | 0 | 0
1316_1261_1 | 1316 | TAP145584 | West | West | 230 | 1261 | HUNTLEY | 230 | 1 | Closed | 0.00018 | 0.00142 | 0.00543 | 1 | 0 | 453 | 936 | 579 | 0.9 | 1.4
1316_1314_1 | 1316 | TAP145584 | West | West | 230 | 1314 | PACKARD | 230 | 1 | Closed | 0.00189 | 0.01522 | 0.05807 | 1 | 0 | 579 | 936 | 699 | 9.4 | 14.7
1316_315_1 | 1316 | TAP145584 | West | West | 230 | 315 | SAWYER AVE | 230 | 1 | Closed | 1e-05 | 5e-05 | 0.00018 | 1 | 0 | 453 | 936 | 579 | 0 | 0
1317_1261_1 | 1317 | TAP145585 | West | West | 230 | 1261 | HUNTLEY | 230 | 1 | Closed | 0.00018 | 0.00147 | 0.00562 | 1 | 0 | 453 | 936 | 579 | 0.9 | 1.4
1317_1314_1 | 1317 | TAP145585 | West | West | 230 | 1314 | PACKARD | 230 | 1 | Closed | 0.00188 | 0.01513 | 0.05773 | 1 | 0 | 579 | 936 | 699 | 9.4 | 14.6
1317_315_1 | 1317 | TAP145585 | West | West | 230 | 315 | SAWYER AVE | 230 | 1 | Closed | 1e-05 | 5e-05 | 0.00018 | 1 | 0 | 453 | 936 | 579 | 0 | 0
1318_317_1 | 1318 | TAP145586 | West | West | 115 | 317 | DUPONT | 115 | 1 | Closed | 0.00108 | 0.00448 | 0.00074 | 1 | 0 | 167 | 556 | 210 | 0.7 | 0.9
1318_318_1 | 1318 | TAP145586 | West | West | 115 | 318 | CHEVROLET | 115 | 1 | Closed | 0.00127 | 0.00525 | 0.00087 | 1 | 0 | 167 | 556 | 210 | 0.6 | 1.1
1318_319_1 | 1318 | TAP145586 | West | West | 115 | 319 | UNKNOWN125415 | 115 | 1 | Closed | 0.00104 | 0.00431 | 0.00071 | 1 | 0 | 167 | 556 | 210 | 0.6 | 0.9
1319_1378_1 | 1319 | TAP145587 | West | West | 115 | 1378 | TAP161025 | 115 | 1 | Closed | 0.00038 | 0.00157 | 0.00026 | 1 | 0 | 167 | 556 | 210 | 0.3 | 0.3
1319_316_1 | 1319 | TAP145587 | West | West | 115 | 316 | UNKNOWN125412 | 115 | 1 | Closed | 0.00062 | 0.00258 | 0.00043 | 1 | 0 | 167 | 556 | 210 | 0.5 | 0.5
132_1250_1 | 132 | UNKNOWN124725 | Central | Central | 230 | 1250 | CANANDAIGUA | 230 | 1 | Closed | 0.00075 | 0.00602 | 0.02297 | 1 | 0 | 453 | 936 | 579 | 4.1 | 5.8
132_1470_1 | 132 | UNKNOWN124725 | Central | Central | 230 | 1470 | UNKNOWN124725 | 115 | 1 | Closed | 0.00149 | 0.0623 | 0 | 1 | 0 | 326 | 369 | 423 | 0 | 0
1320_1321_1 | 1320 | S. RIPLEY | West | West | 230 | 1321 | DUNKIRK | 230 | 1 | Closed | 0.00552 | 0.04438 | 0.16931 | 1 | 0 | 453 | 936 | 579 | 29.3 | 42.8
1320_1572_1 | 1320 | S. RIPLEY | West | West | 230 | 1572 | S. RIPLEY | 115 | 1 | Closed | 0.00149 | 0.0623 | 0 | 1 | 0 | 326 | 369 | 423 | 0 | 0
1321_1246_1 | 1321 | DUNKIRK | West | West | 230 | 1246 | GARDENVILLE | 230 | 1 | Closed | 0.00826 | 0.06642 | 0.2534 | 1 | 0 | 453 | 936 | 579 | 38.6 | 64.1
1321_1246_2 | 1321 | DUNKIRK | West | West | 230 | 1246 | GARDENVILLE | 230 | 2 | Closed | 0.00824 | 0.06626 | 0.25281 | 1 | 0 | 453 | 936 | 579 | 38.6 | 64
1321_1573_1 | 1321 | DUNKIRK | West | West | 230 | 1573 | DUNKIRK | 115 | 1 | Closed | 0.00149 | 0.0623 | 0 | 1 | 0 | 326 | 369 | 423 | 0 | 0
1322_1371_1 | 1322 | BRIGHAM RD | West | West | 115 | 1371 | TAP160989 | 115 | 1 | Closed | 0.00121 | 0.00499 | 0.00083 | 1 | 0 | 167 | 556 | 210 | 0.7 | 1
1323_1326_1 | 1323 | TAP146129 | West | West | 115 | 1326 | TAP146137 | 115 | 1 | Closed | 0.00141 | 0.00582 | 0.00096 | 1 | 0 | 167 | 556 | 210 | 0.9 | 1.2
1323_1327_1 | 1323 | TAP146129 | West | West | 115 | 1327 | TAP146140 | 115 | 1 | Closed | 1e-05 | 5e-05 | 1e-05 | 1 | 0 | 167 | 556 | 210 | 0 | 0
1323_134_1 | 1323 | TAP146129 | West | West | 115 | 134 | ANGOLA | 115 | 1 | Closed | 0.02754 | 0.11386 | 0.01885 | 1 | 0 | 167 | 556 | 210 | 17.8 | 22.9
1323_1416_1 | 1323 | TAP146129 | West | West | 115 | 1416 | TAP161767 | 115 | 1 | Closed | 0.00141 | 0.00585 | 0.00097 | 1 | 0 | 167 | 556 | 210 | 0.9 | 1.2
1323_68_1 | 1323 | TAP146129 | West | West | 115 | 68 | SILVER CREEK | 115 | 1 | Closed | 0.01272 | 0.05258 | 0.00871 | 1 | 0 | 167 | 556 | 210 | 8 | 10.6
1325_1370_1 | 1325 | TAP146136 | West | West | 115 | 1370 | TAP160988 | 115 | 1 | Closed | 0.00049 | 0.00203 | 0.00034 | 1 | 0 | 167 | 556 | 210 | 0.3 | 0.4
1325_72_1 | 1325 | TAP146136 | West | West | 115 | 72 | UNKNOWN124349 | 115 | 1 | Closed | 8e-05 | 0.00034 | 6e-05 | 1 | 0 | 167 | 556 | 210 | 0.1 | 0.1
1325_73_1 | 1325 | TAP146136 | West | West | 115 | 73 | LUDIUM | 115 | 1 | Closed | 0.00036 | 0.0015 | 0.00025 | 1 | 0 | 167 | 556 | 210 | 0.2 | 0.3
1326_74_1 | 1326 | TAP146137 | West | West | 115 | 74 | BENNETT RD | 115 | 1 | Closed | 0.0015 | 0.00621 | 0.00103 | 1 | 0 | 167 | 556 | 210 | 0.8 | 1.2
1327_1324_1 | 1327 | TAP146140 | West | West | 115 | 1324 | UNKNOWN146130 | 115 | 1 | Closed | 0.00046 | 0.00189 | 0.00031 | 1 | 0 | 167 | 556 | 210 | 0.4 | 0.4
1327_1324_2 | 1327 | TAP146140 | West | West | 115 | 1324 | UNKNOWN146130 | 115 | 2 | Closed | 0.00046 | 0.00189 | 0.00031 | 1 | 0 | 167 | 556 | 210 | 0.4 | 0.4
1327_1573_1 | 1327 | TAP146140 | West | West | 115 | 1573 | DUNKIRK | 115 | 1 | Closed | 0.00742 | 0.03069 | 0.00508 | 1 | 0 | 167 | 556 | 210 | 2.9 | 6.2
1327_1573_2 | 1327 | TAP146140 | West | West | 115 | 1573 | DUNKIRK | 115 | 2 | Closed | 0.00742 | 0.0307 | 0.00508 | 1 | 0 | 167 | 556 | 210 | 2.9 | 6.2
1328_1275_1 | 1328 | TAP155784 | West | West | 115 | 1275 | SALAMANCA/ROCHESTER ST | 115 | 1 | Closed | 0.00117 | 0.00485 | 0.0008 | 1 | 0 | 167 | 556 | 210 | 0.9 | 1
1328_1339_1 | 1328 | TAP155784 | West | West | 115 | 1339 | TAP156235 | 115 | 1 | Closed | 0.00196 | 0.00811 | 0.00134 | 1 | 0 | 167 | 556 | 210 | 1.3 | 1.6
1328_42_1 | 1328 | TAP155784 | West | West | 115 | 42 | UNKNOWN124228 | 115 | 1 | Closed | 0.02099 | 0.08681 | 0.01438 | 1 | 0 | 167 | 556 | 210 | 13.4 | 17.5
1329_1275_1 | 1329 | TAP155785 | West | West | 115 | 1275 | SALAMANCA/ROCHESTER ST | 115 | 1 | Closed | 0.00117 | 0.00482 | 0.0008 | 1 | 0 | 167 | 556 | 210 | 0.9 | 1
1329_1340_1 | 1329 | TAP155785 | West | West | 115 | 1340 | TAP156236 | 115 | 1 | Closed | 0.00194 | 0.00802 | 0.00133 | 1 | 0 | 167 | 556 | 210 | 1.2 | 1.6
1329_42_1 | 1329 | TAP155785 | West | West | 115 | 42 | UNKNOWN124228 | 115 | 1 | Closed | 0.021 | 0.08682 | 0.01438 | 1 | 0 | 167 | 556 | 210 | 13.4 | 17.5
1331_69_1 | 1331 | TAP155787 | West | West | 115 | 69 | FALCONER | 115 | 1 | Closed | 0.00079 | 0.00329 | 0.00054 | 1 | 0 | 167 | 556 | 210 | 0.5 | 0.7
1331_70_1 | 1331 | TAP155787 | West | West | 115 | 70 | UNKNOWN124347 | 115 | 1 | Closed | 5e-05 | 0.00019 | 3e-05 | 1 | 0 | 167 | 556 | 210 | 0 | 0
1332_69_1 | 1332 | TAP155788 | West | West | 115 | 69 | FALCONER | 115 | 1 | Closed | 0.00081 | 0.00336 | 0.00056 | 1 | 0 | 167 | 556 | 210 | 0.5 | 0.7
1332_70_1 | 1332 | TAP155788 | West | West | 115 | 70 | UNKNOWN124347 | 115 | 1 | Closed | 4e-05 | 0.00017 | 3e-05 | 1 | 0 | 167 | 556 | 210 | 0 | 0
1335_101_1 | 1335 | TAP155791 | West | West | 115 | 101 | UNKNOWN124626 | 115 | 1 | Closed | 0.00015 | 0.00063 | 0.0001 | 1 | 0 | 167 | 556 | 210 | 0 | 0.1
1335_236_1 | 1335 | TAP155791 | West | West | 115 | 236 | BATAVIA | 115 | 1 | Closed | 0.02283 | 0.09442 | 0.01564 | 1 | 0 | 167 | 556 | 210 | 14 | 19
1335_269_1 | 1335 | TAP155791 | West | West | 115 | 269 | LOCKPORT | 115 | 1 | Closed | 0.03084 | 0.12751 | 0.02111 | 1 | 0 | 167 | 556 | 210 | 15.7 | 25.6
1336_101_1 | 1336 | TAP155792 | West | West | 115 | 101 | UNKNOWN124626 | 115 | 1 | Closed | 6e-05 | 0.00025 | 4e-05 | 1 | 0 | 167 | 556 | 210 | 0 | 0
1336_102_1 | 1336 | TAP155792 | West | West | 115 | 102 | N AKRON | 115 | 1 | Closed | 0.00011 | 0.00046 | 8e-05 | 1 | 0 | 167 | 556 | 210 | 0.1 | 0.1
1336_236_1 | 1336 | TAP155792 | West | West | 115 | 236 | BATAVIA | 115 | 1 | Closed | 0.02283 | 0.09442 | 0.01564 | 1 | 0 | 167 | 556 | 210 | 14 | 19
1338_1331_1 | 1338 | TAP156234 | West | West | 115 | 1331 | TAP155787 | 115 | 1 | Closed | 0.02095 | 0.08662 | 0.01434 | 1 | 0 | 167 | 556 | 210 | 12.9 | 17.4
1338_1337_1 | 1338 | TAP156234 | West | West | 115 | 1337 | TAP156233 | 115 | 1 | Closed | 0.00048 | 0.002 | 0.00033 | 1 | 0 | 167 | 556 | 210 | 0.4 | 0.4
1338_1339_1 | 1338 | TAP156234 | West | West | 115 | 1339 | TAP156235 | 115 | 1 | Closed | 0.02041 | 0.08438 | 0.01397 | 1 | 0 | 167 | 556 | 210 | 12.1 | 17
1339_1276_1 | 1339 | TAP156235 | West | West | 115 | 1276 | SALAMANCA/FRANK ST | 115 | 1 | Closed | 0.00013 | 0.00053 | 9e-05 | 1 | 0 | 167 | 556 | 210 | 0.1 | 0.1
134_288_1 | 134 | ANGOLA | West | West | 115 | 288 | UNKNOWN125356 | 115 | 1 | Closed | 0.0025 | 0.01032 | 0.00171 | 1 | 0 | 167 | 556 | 210 | 1.6 | 2.1
1340_1276_1 | 1340 | TAP156236 | West | West | 115 | 1276 | SALAMANCA/FRANK ST | 115 | 1 | Closed | 0.00015 | 0.00062 | 0.0001 | 1 | 0 | 167 | 556 | 210 | 0.1 | 0.1
1342_1341_1 | 1342 | TAP156238 | West | West | 115 | 1341 | TAP156237 | 115 | 1 | Closed | 0.00574 | 0.02372 | 0.00393 | 1 | 0 | 167 | 556 | 210 | 3.6 | 4.8
1343_1277_1 | 1343 | TAP156239 | West | West | 115 | 1277 | UNKNOWN145174 | 115 | 1 | Closed | 0.0059 | 0.02441 | 0.00404 | 1 | 0 | 167 | 556 | 210 | 3 | 4.9
1343_311_1 | 1343 | TAP156239 | West | West | 115 | 311 | NORTH BROADWAY | 115 | 1 | Closed | 0.00103 | 0.00425 | 0.0007 | 1 | 0 | 167 | 556 | 210 | 0.7 | 0.9
1343_321_1 | 1343 | TAP156239 | West | West | 115 | 321 | CALSPAN | 115 | 1 | Closed | 0.00139 | 0.00577 | 0.00095 | 1 | 0 | 167 | 556 | 210 | 1.1 | 1.2
1344_1284_1 | 1344 | TAP156240 | West | West | 115 | 1284 | TAP145201 | 115 | 1 | Closed | 0.00176 | 0.00729 | 0.00121 | 1 | 0 | 167 | 556 | 210 | 1.5 | 1.5
1344_303_1 | 1344 | TAP156240 | West | West | 115 | 303 | UNKNOWN125373 | 115 | 1 | Closed | 0.00115 | 0.00475 | 0.00079 | 1 | 0 | 167 | 556 | 210 | 0.9 | 1
1344_305_1 | 1344 | TAP156240 | West | West | 115 | 305 | UNKNOWN125375 | 115 | 1 | Closed | 6e-05 | 0.00025 | 4e-05 | 1 | 0 | 167 | 556 | 210 | 0 | 0
1346_1283_1 | 1346 | TAP156242 | West | West | 115 | 1283 | TAP145200 | 115 | 1 | Closed | 0.00176 | 0.00727 | 0.0012 | 1 | 0 | 167 | 556 | 210 | 1.4 | 1.5
1346_307_1 | 1346 | TAP156242 | West | West | 115 | 307 | STATION 54 | 115 | 1 | Closed | 3e-05 | 0.00012 | 2e-05 | 1 | 0 | 167 | 556 | 210 | 0 | 0
1346_309_1 | 1346 | TAP156242 | West | West | 115 | 309 | STATION 140 | 115 | 1 | Closed | 0.00274 | 0.01134 | 0.00188 | 1 | 0 | 167 | 556 | 210 | 2.2 | 2.3
1347_1284_1 | 1347 | TAP156243 | West | West | 115 | 1284 | TAP145201 | 115 | 1 | Closed | 0.00179 | 0.0074 | 0.00123 | 1 | 0 | 167 | 556 | 210 | 1.5 | 1.5
1347_307_1 | 1347 | TAP156243 | West | West | 115 | 307 | STATION 54 | 115 | 1 | Closed | 2e-05 | 0.0001 | 2e-05 | 1 | 0 | 167 | 556 | 210 | 0 | 0
1347_309_1 | 1347 | TAP156243 | West | West | 115 | 309 | STATION 140 | 115 | 1 | Closed | 0.00273 | 0.01127 | 0.00187 | 1 | 0 | 167 | 556 | 210 | 2.2 | 2.3
1348_1474_1 | 1348 | TAP156244 | West | West | 115 | 1474 | NEW GARDENVILLE | 115 | 1 | Closed | 0.01342 | 0.0555 | 0.00919 | 1 | 0 | 167 | 556 | 210 | 9.9 | 11.2
1348_1476_1 | 1348 | TAP156244 | West | West | 115 | 1476 | CAMPUS | 115 | 1 | Closed | 0.00031 | 0.0013 | 0.00022 | 1 | 0 | 167 | 556 | 210 | 0.2 | 0.3
1348_256_1 | 1348 | TAP156244 | West | West | 115 | 256 | UNKNOWN125293 | 115 | 1 | Closed | 0.01885 | 0.07795 | 0.01291 | 1 | 0 | 167 | 556 | 210 | 11 | 15.7
1349_1319_1 | 1349 | TAP156245 | West | West | 115 | 1319 | TAP145587 | 115 | 1 | Closed | 0.00252 | 0.01042 | 0.00173 | 1 | 0 | 167 | 556 | 210 | 1.4 | 2.1
1349_1566_1 | 1349 | TAP156245 | West | West | 115 | 1566 | HUNTLEY | 115 | 1 | Closed | 0.00178 | 0.00735 | 0.00122 | 1 | 0 | 167 | 556 | 210 | 1.1 | 1.5
135_1368_1 | 135 | SPRINGVILLE | West | West | 115 | 1368 | TAP160986 | 115 | 1 | Closed | 0.00012 | 0.0005 | 8e-05 | 1 | 0 | 167 | 556 | 210 | 0.1 | 0.1
135_1369_1 | 135 | SPRINGVILLE | West | West | 115 | 1369 | TAP160987 | 115 | 1 | Closed | 9e-05 | 0.00036 | 6e-05 | 1 | 0 | 167 | 556 | 210 | 0.1 | 0.1
1350_1435_1 | 1350 | TAP156246 | West | West | 115 | 1435 | TAP166952 | 115 | 1 | Closed | 0.00142 | 0.00586 | 0.00097 | 1 | 0 | 167 | 556 | 210 | 0.9 | 1.2
1350_319_1 | 1350 | TAP156246 | West | West | 115 | 319 | UNKNOWN125415 | 115 | 1 | Closed | 0.00096 | 0.00397 | 0.00066 | 1 | 0 | 167 | 556 | 210 | 0.5 | 0.8
1351_1393_1 | 1351 | TAP156247 | Capital | Capital | 115 | 1393 | TAP161120 | 115 | 1 | Closed | 0.00455 | 0.01881 | 0.00311 | 1 | 0 | 167 | 556 | 210 | 2.8 | 3.8
1351_706_1 | 1351 | TAP156247 | Capital | Capital | 115 | 706 | MAPLEWOOD | 115 | 1 | Closed | 0.00213 | 0.0088 | 0.00146 | 1 | 0 | 167 | 556 | 210 | 1.6 | 1.8
1351_730_1 | 1351 | TAP156247 | Capital | Capital | 115 | 730 | UNKNOWN135891 | 115 | 1 | Closed | 0.00073 | 0.00302 | 0.0005 | 1 | 0 | 167 | 556 | 210 | 0.5 | 0.6
1352_1443_1 | 1352 | TAP156248 | Capital | Capital | 115 | 1443 | TAP167232 | 115 | 1 | Closed | 0.00492 | 0.02037 | 0.00337 | 1 | 0 | 167 | 556 | 210 | 2.7 | 4.1
1352_706_1 | 1352 | TAP156248 | Capital | Capital | 115 | 706 | MAPLEWOOD | 115 | 1 | Closed | 0.00213 | 0.00883 | 0.00146 | 1 | 0 | 167 | 556 | 210 | 1.6 | 1.8
1352_730_1 | 1352 | TAP156248 | Capital | Capital | 115 | 730 | UNKNOWN135891 | 115 | 1 | Closed | 0.00074 | 0.00305 | 0.00051 | 1 | 0 | 167 | 556 | 210 | 0.5 | 0.6
1353_391_N | 1353 | LEVITT | Mohawk Valley | Mohawk Valley | 115 | 391 | TURIN | 115 | N | Closed | 0.00375 | 0.0225 | 0.00375 | 1 | 0 | 167 | 556 | 210 | 4.5 | 4.5
1354_1396_1 | 1354 | CAMDEN WIRE | Mohawk Valley | Mohawk Valley | 115 | 1396 | TAP161165 | 115 | 1 | Closed | 0.00099 | 0.00409 | 0.00068 | 1 | 0 | 167 | 556 | 210 | 0.5 | 0.8
1356_1519_1 | 1356 | UNKNOWN158122 | Hudson Valley | Hudson Valley | 345 | 1519 | RAMAPO | 345 | 1 | Closed | 0.00046 | 0.00707 | 0.18274 | 1 | 0 | 1216 | 2454 | 1804 | 12.1 | 17.8
1356_1574_1 | 1356 | UNKNOWN158122 | Hudson Valley | Hudson Valley | 345 | 1574 | UNKNOWN158122 | 138 | 1 | Closed | 0.00124 | 0.0559 | 0 | 1 | 0 | 500 | 500 | 500 | 0 | 0
1357_1372_1 | 1357 | TAP158328 | West | West | 115 | 1372 | TAP161013 | 115 | 1 | Closed | 0.00796 | 0.03291 | 0.00545 | 1 | 0 | 167 | 556 | 210 | 4.8 | 6.6
1357_1451_1 | 1357 | TAP158328 | West | West | 115 | 1451 | TAP172056 | 115 | 1 | Closed | 0.00932 | 0.03853 | 0.00638 | 1 | 0 | 167 | 556 | 210 | 3.9 | 7.7
1357_277_1 | 1357 | TAP158328 | West | West | 115 | 277 | SANBORN | 115 | 1 | Closed | 2e-05 | 9e-05 | 1e-05 | 1 | 0 | 167 | 556 | 210 | 0 | 0
1358_269_1 | 1358 | TAP158329 | West | West | 115 | 269 | LOCKPORT | 115 | 1 | Closed | 0.00655 | 0.0271 | 0.00449 | 1 | 0 | 167 | 556 | 210 | 4.6 | 5.5
1358_272_1 | 1358 | TAP158329 | West | West | 115 | 272 | UNKNOWN125340 | 115 | 1 | Closed | 8e-05 | 0.00035 | 6e-05 | 1 | 0 | 167 | 556 | 210 | 0 | 0.1
1359_104_1 | 1359 | TAP158330 | West | West | 115 | 104 | TONAWANDA | 115 | 1 | Closed | 0.0043 | 0.01777 | 0.00294 | 1 | 0 | 167 | 556 | 210 | 2.3 | 3.6
1359_105_1 | 1359 | TAP158330 | West | West | 115 | 105 | GETZVILLE | 115 | 1 | Closed | 0.0031 | 0.01282 | 0.00212 | 1 | 0 | 167 | 556 | 210 | 2.6 | 2.6
1359_1280_1 | 1359 | TAP158330 | West | West | 115 | 1280 | STATION 138 | 115 | 1 | Closed | 0.00225 | 0.00929 | 0.00154 | 1 | 0 | 167 | 556 | 210 | 1.9 | 1.9
136_1367_1 | 136 | COBBLE HILL | West | West | 115 | 1367 | TAP160985 | 115 | 1 | Closed | 0.00109 | 0.00451 | 0.00075 | 1 | 0 | 167 | 556 | 210 | 0.5 | 0.9
1369_1367_1 | 1369 | TAP160987 | West | West | 115 | 1367 | TAP160985 | 115 | 1 | Closed | 0.01188 | 0.04911 | 0.00813 | 1 | 0 | 167 | 556 | 210 | 8.2 | 9.9
137_159_1 | 137 | BIG TREE | West | West | 115 | 159 | DAVIS RD | 115 | 1 | Closed | 0.01801 | 0.07447 | 0.01233 | 1 | 0 | 167 | 556 | 210 | 5.6 | 15
1370_1371_1 | 1370 | TAP160988 | West | West | 115 | 1371 | TAP160989 | 115 | 1 | Closed | 9e-05 | 0.00036 | 6e-05 | 1 | 0 | 167 | 556 | 210 | 0 | 0.1
1371_1363_1 | 1371 | TAP160989 | West | West | 115 | 1363 | TAP160977 | 115 | 1 | Closed | 0.00012 | 0.00048 | 8e-05 | 1 | 0 | 167 | 556 | 210 | 0.1 | 0.1
1374_1377_1 | 1374 | TAP161015 | West | West | 115 | 1377 | TAP161018 | 115 | 1 | Closed | 0.00013 | 0.00055 | 9e-05 | 1 | 0 | 167 | 556 | 210 | 0.1 | 0.1
1374_1446_1 | 1374 | TAP161015 | West | West | 115 | 1446 | DEADEND172051 | 115 | 1 | Closed | 0.00344 | 0.01422 | 0.00235 | 1 | 0 | 167 | 556 | 210 | 2.8 | 2.9
1375_1376_1 | 1375 | TAP161016 | West | West | 115 | 1376 | TAP161017 | 115 | 1 | Closed | 0.00013 | 0.00056 | 9e-05 | 1 | 0 | 167 | 556 | 210 | 0.1 | 0.1
1375_1447_1 | 1375 | TAP161016 | West | West | 115 | 1447 | DEADEND172052 | 115 | 1 | Closed | 0.00344 | 0.01422 | 0.00235 | 1 | 0 | 167 | 556 | 210 | 2.8 | 2.9
1376_1436_1 | 1376 | TAP161017 | West | West | 115 | 1436 | TAP166953 | 115 | 1 | Closed | 0.00125 | 0.00519 | 0.00086 | 1 | 0 | 167 | 556 | 210 | 1.1 | 1
1377_1378_N | 1377 | TAP161018 | West | West | 115 | 1378 | TAP161025 | 115 | N | Closed | 0.0096 | 0.0433 | 0.00562 | 1 | 0 | 145 | 151 | 185 | 7.5 | 7.7
1377_1437_1 | 1377 | TAP161018 | West | West | 115 | 1437 | DEADEND166954 | 115 | 1 | Closed | 0.0013 | 0.00538 | 0.00089 | 1 | 0 | 167 | 556 | 210 | 1.1 | 1.1
1379_1380_1 | 1379 | ALABAMA SWITCH | West | West | 115 | 1380 | TAP161058 | 115 | 1 | Closed | 2e-05 | 8e-05 | 1e-05 | 1 | 0 | 167 | 556 | 210 | 0 | 0
1381_1382_1 | 1381 | TAP161059 | Genesse | Genesse | 115 | 1382 | TAP161060 | 115 | 1 | Closed | 3e-05 | 0.00013 | 2e-05 | 1 | 0 | 167 | 556 | 210 | 0 | 0
1383_1251_1 | 1383 | UNKNOWN161076 | West | West | 230 | 1251 | MEYER | 230 | 1 | Closed | 0.00338 | 0.02715 | 0.10357 | 1 | 0 | 453 | 936 | 579 | 17.8 | 26.2
1383_1307_1 | 1383 | UNKNOWN161076 | West | West | 230 | 1307 | WETHERSFIELD | 230 | 1 | Closed | 0.00212 | 0.01704 | 0.06502 | 1 | 0 | 453 | 936 | 579 | 10 | 16.4
1383_1575_1 | 1383 | UNKNOWN161076 | West | West | 230 | 1575 | UNKNOWN161076 | 115 | 1 | Closed | 0.00149 | 0.0623 | 0 | 1 | 0 | 326 | 369 | 423 | 0 | 0
1387_1388_1 | 1387 | UNKNOWN161084 | West | West | 115 | 1388 | TAP161087 | 115 | 1 | Closed | 7e-05 | 0.00027 | 4e-05 | 1 | 0 | 167 | 556 | 210 | 0 | 0.1
1387_1389_1 | 1387 | UNKNOWN161084 | West | West | 115 | 1389 | TAP161088 | 115 | 1 | Closed | 5e-05 | 0.00021 | 3e-05 | 1 | 0 | 167 | 556 | 210 | 0 | 0
1389_1334_1 | 1389 | TAP161088 | West | West | 115 | 1334 | TAP155790 | 115 | 1 | Closed | 0.00568 | 0.02348 | 0.00389 | 1 | 0 | 167 | 556 | 210 | 3 | 4.7
139_140_1 | 139 | PERRY #162 | West | West | 115 | 140 | SOUTH PERRY | 115 | 1 | Closed | 9e-05 | 0.00037 | 6e-05 | 1 | 0 | 167 | 556 | 210 | 0.1 | 0.1
1393_1443_1 | 1393 | TAP161120 | Capital | Capital | 115 | 1443 | TAP167232 | 115 | 1 | Closed | 0.00038 | 0.00156 | 0.00026 | 1 | 0 | 167 | 556 | 210 | 0.2 | 0.3
14_460_1 | 14 | UNKNOWN124143 | Mohawk Valley | Mohawk Valley | 115 | 460 | UNKNOWN127642 | 115 | 1 | Closed | 0.00143 | 0.0059 | 0.00098 | 1 | 0 | 167 | 556 | 210 | 0.5 | 1.2
140_1471_1 | 140 | SOUTH PERRY | West | West | 115 | 1471 | SOUTH PERRY | 69 | 1 | Closed | 0.0032 | 0.1644 | 0 | 1 | 0 | 125 | 145 | 170 | 0 | 0
1400_1440_1 | 1400 | TAP161181 | Central | Central | 115 | 1440 | DEADEND167224 | 115 | 1 | Closed | 0.01066 | 0.04407 | 0.0073 | 1 | 0 | 167 | 556 | 210 | 4.6 | 8.9
1402_1408_1 | 1402 | RISER161217 | Genesse | Genesse | 115 | 1408 | RISER161223 | 115 | 1 | Closed | 0.00056 | 0.00234 | 0.00039 | 1 | 0 | 167 | 556 | 210 | 0.4 | 0.5
1403_1406_1 | 1403 | RISER161218 | Genesse | Genesse | 115 | 1406 | RISER161221 | 115 | 1 | Closed | 0.00056 | 0.00232 | 0.00038 | 1 | 0 | 167 | 556 | 210 | 0.4 | 0.5
1404_1407_1 | 1404 | RISER161219 | Genesse | Genesse | 115 | 1407 | RISER161222 | 115 | 1 | Closed | 0.00056 | 0.00233 | 0.00039 | 1 | 0 | 167 | 556 | 210 | 0.4 | 0.5
1409_1410_1 | 1409 | RISER161224 | Genesse | Genesse | 115 | 1410 | RISER161225 | 115 | 1 | Closed | 0.00045 | 0.00186 | 0.00031 | 1 | 0 | 167 | 556 | 210 | 0.3 | 0.4
141_139_1 | 141 | UNKNOWN124745 | West | West | 115 | 139 | PERRY #162 | 115 | 1 | Closed | 0.00978 | 0.04046 | 0.0067 | 1 | 0 | 167 | 556 | 210 | 5.6 | 8.1
141_142_1 | 141 | UNKNOWN124745 | West | West | 115 | 142 | UNKNOWN124746 | 115 | 1 | Closed | 0.00202 | 0.00836 | 0.00138 | 1 | 0 | 167 | 556 | 210 | 1.6 | 1.7
1411_1361_1 | 1411 | TAP161258 | Capital | Capital | 115 | 1361 | SODEMAN | 115 | 1 | Closed | 3e-05 | 0.00014 | 2e-05 | 1 | 0 | 167 | 556 | 210 | 0 | 0
1412_1361_1 | 1412 | TAP161259 | Capital | Capital | 115 | 1361 | SODEMAN | 115 | 1 | Closed | 6e-05 | 0.00025 | 4e-05 | 1 | 0 | 167 | 556 | 210 | 0 | 0
1412_1362_1 | 1412 | TAP161259 | Capital | Capital | 115 | 1362 | LASHER | 115 | 1 | Closed | 0.00797 | 0.03295 | 0.00546 | 1 | 0 | 167 | 556 | 210 | 6.5 | 6.6
1413_1576_1 | 1413 | FIVE MILE | West | West | 345 | 1576 | FIVE MILE | 115 | 1 | Closed | 0.0006 | 0.0524 | 0 | 1 | 0 | 417 | 518 | 599 | 0 | 0
1419_1423_1 | 1419 | TAP162546 | Hudson Valley | Hudson Valley | 69 | 1423 | UNKNOWN163661 | 69 | 1 | Closed | 0.00033 | 0.00074 | 1e-05 | 1 | 0 | 96 | 250 | 123 | 0 | 0
142_1_1 | 142 | UNKNOWN124746 | West | Genesse | 115 | 1 | MORTIMER | 115 | 1 | Closed | 0.03889 | 0.16081 | 0.02663 | 1 | 0 | 167 | 556 | 210 | 26.3 | 32.3
142_224_1 | 142 | UNKNOWN124746 | West | West | 115 | 224 | UNKNOWN125162 | 115 | 1 | Closed | 0.00537 | 0.02221 | 0.00368 | 1 | 0 | 167 | 556 | 210 | 2.7 | 4.5
1420_1418_1 | 1420 | UNKNOWN162548 | Capital | Capital | 115 | 1418 | TAP162100 | 115 | 1 | Closed | 0.00045 | 0.00185 | 0.00031 | 1 | 0 | 167 | 556 | 210 | 0.3 | 0.4
1421_1422_1 | 1421 | UNKNOWN162549 | Genesse | Genesse | 115 | 1422 | TAP162550 | 115 | 1 | Closed | 5e-05 | 0.0002 | 3e-05 | 1 | 0 | 167 | 556 | 210 | 0 | 0
1424_1408_1 | 1424 | RISER166921 | Genesse | Genesse | 115 | 1408 | RISER161223 | 115 | 1 | Closed | 0.0018 | 0.007 | 0.0012 | 1 | 0 | 167 | 556 | 210 | 1 | 1.4
1426_1430_1 | 1426 | DEADEND166943 | West | West | 115 | 1430 | TAP166947 | 115 | 1 | Closed | 0.01422 | 0.05882 | 0.00974 | 1 | 0 | 167 | 556 | 210 | 2.8 | 11.8
143_1561_1 | 143 | UNKNOWN124747 | West | West | 115 | 1561 | GARDENVILLE | 115 | 1 | Closed | 0.01429 | 0.05911 | 0.00979 | 1 | 0 | 167 | 556 | 210 | 8.6 | 11.9
143_1563_1 | 143 | UNKNOWN124747 | West | West | 115 | 1563 | STOLLE ROAD | 115 | 1 | Closed | 0.00408 | 0.01686 | 0.00279 | 1 | 0 | 167 | 556 | 210 | 1.9 | 3.4
1430_1432_1 | 1430 | TAP166947 | West | West | 115 | 1432 | TAP166949 | 115 | 1 | Closed | 0.00137 | 0.00568 | 0.00094 | 1 | 0 | 167 | 556 | 210 | 1.1 | 1.1
1431_1432_1 | 1431 | TAP166948 | West | West | 115 | 1432 | TAP166949 | 115 | 1 | Closed | 0.00134 | 0.00554 | 0.00092 | 1 | 0 | 167 | 556 | 210 | 1.1 | 1.1
1431_1451_1 | 1431 | TAP166948 | West | West | 115 | 1451 | TAP172056 | 115 | 1 | Closed | 6e-05 | 0.00024 | 4e-05 | 1 | 0 | 167 | 556 | 210 | 0 | 0
1434_1433_1 | 1434 | DEADEND166951 | West | West | 115 | 1433 | DEADEND166950 | 115 | 1 | Closed | 1e-05 | 6e-05 | 1e-05 | 1 | 0 | 167 | 556 | 210 | 0 | 0
144_145_1 | 144 | UNKNOWN124750 | West | West | 115 | 145 | ERIE ST | 115 | 1 | Closed | 0.00391 | 0.01615 | 0.00267 | 1 | 0 | 167 | 556 | 210 | 2.2 | 3.2
144_1563_1 | 144 | UNKNOWN124750 | West | West | 115 | 1563 | STOLLE ROAD | 115 | 1 | Closed | 0.01071 | 0.0443 | 0.00734 | 1 | 0 | 167 | 556 | 210 | 6.3 | 8.9
1448_1434_1 | 1448 | DEADEND172053 | West | West | 115 | 1434 | DEADEND166951 | 115 | 1 | Closed | 0.01048 | 0.04335 | 0.00718 | 1 | 0 | 167 | 556 | 210 | 5.7 | 8.7
145_1341_1 | 145 | ERIE ST | West | West | 115 | 1341 | TAP156237 | 115 | 1 | Closed | 0.00384 | 0.01587 | 0.00263 | 1 | 0 | 167 | 556 | 210 | 2 | 3.2
145_311_1 | 145 | ERIE ST | West | West | 115 | 311 | NORTH BROADWAY | 115 | 1 | Closed | 0.00597 | 0.0247 | 0.00409 | 1 | 0 | 167 | 556 | 210 | 3.2 | 5
1453_1454_1 | 1453 | TAP172475 | Mohawk Valley | Mohawk Valley | 115 | 1454 | UNKNOWN172476 | 115 | 1 | Closed | 3e-05 | 0.00012 | 2e-05 | 1 | 0 | 167 | 556 | 210 | 0 | 0
1456_1457_1 | 1456 | UNKNOWN172523 | NYC | NYC | 138 | 1457 | UNKNOWN172524 | 138 | 1 | Closed | 0 | 2e-05 | 0.00016 | 1 | 0 | 562 | 562 | 562 | 0 | 0
1459_1460_1 | 1459 | UNKNOWN173532 | Central | Central | 115 | 1460 | TAP173533 | 115 | 1 | Closed | 0.00101 | 0.00419 | 0.00069 | 1 | 0 | 167 | 556 | 210 | 0.5 | 0.8
146_1341_1 | 146 | DEPEW | West | West | 115 | 1341 | TAP156237 | 115 | 1 | Closed | 5e-05 | 0.0002 | 3e-05 | 1 | 0 | 167 | 556 | 210 | 0 | 0
1461_1462_1 | 1461 | TAP173587 | Central | Central | 115 | 1462 | TAP173588 | 115 | 1 | Closed | 0.0001 | 0.00043 | 7e-05 | 1 | 0 | 211 | 211 | 211 | 0.1 | 0.1
1467_1506_1 | 1467 | UNKNOWN124147 | Long Island | NYC | 69 | 1506 | JAMAICA | 69 | 1 | Closed | 0.012 | 0.15 | 0.004 | 1 | 0 | 150 | 250 | 250 | 10.4 | 12.1
1467_559_1 | 1467 | UNKNOWN124147 | Long Island | Long Island | 69 | 559 | UNKNOWN129551 | 69 | 1 | Closed | 0.02002 | 0.0455 | 0.00089 | 1 | 0 | 300 | 300 | 300 | 2.8 | 3.1
1467_559_2 | 1467 | UNKNOWN124147 | Long Island | Long Island | 69 | 559 | UNKNOWN129551 | 69 | 2 | Closed | 0.02001 | 0.0455 | 0.00089 | 1 | 0 | 300 | 300 | 300 | 2.8 | 3.1
1467_624_1 | 1467 | UNKNOWN124147 | Long Island | Long Island | 69 | 624 | HEWLETT | 69 | 1 | Closed | 0.02348 | 0.05339 | 0.00104 | 1 | 0 | 250 | 250 | 250 | 3.3 | 3.7
1467_624_2 | 1467 | UNKNOWN124147 | Long Island | Long Island | 69 | 624 | HEWLETT | 69 | 2 | Closed | 0.02348 | 0.05339 | 0.00104 | 1 | 0 | 250 | 250 | 250 | 3.3 | 3.7
1468_601_1 | 1468 | UNKNOWN124169 | NYC | NYC | 138 | 601 | CORONA | 138 | 1 | Closed | 0.00078 | 0.00387 | 0.02935 | 1 | 0 | 261 | 562 | 432 | 3.4 | 5.3
1470_1252_1 | 1470 | UNKNOWN124725 | Central | Central | 115 | 1252 | UNKNOWN144087 | 115 | 1 | Closed | 0.00587 | 0.02429 | 0.00402 | 1 | 0 | 167 | 556 | 210 | 4.3 | 4.9
1473_1289_1 | 1473 | LAPEER | Central | Central | 115 | 1289 | ETNA | 115 | 1 | Closed | 0.02335 | 0.09655 | 0.01599 | 1 | 0 | 167 | 556 | 210 | 14.5 | 19.4
1473_1289_2 | 1473 | LAPEER | Central | Central | 115 | 1289 | ETNA | 115 | 2 | Closed | 0.02348 | 0.09711 | 0.01608 | 1 | 0 | 167 | 556 | 210 | 14.5 | 19.5
1474_1277_1 | 1474 | NEW GARDENVILLE | West | West | 115 | 1277 | UNKNOWN145174 | 115 | 1 | Closed | 0.00315 | 0.01303 | 0.00216 | 1 | 0 | 167 | 556 | 210 | 2.6 | 2.6
1474_1345_1 | 1474 | NEW GARDENVILLE | West | West | 115 | 1345 | TAP156241 | 115 | 1 | Closed | 0.00548 | 0.02264 | 0.00375 | 1 | 0 | 167 | 556 | 210 | 4.6 | 4.6
1474_1367_1 | 1474 | NEW GARDENVILLE | West | West | 115 | 1367 | TAP160985 | 115 | 1 | Closed | 0.02058 | 0.08511 | 0.01409 | 1 | 0 | 167 | 556 | 210 | 16 | 17.1
1474_300_1 | 1474 | NEW GARDENVILLE | West | West | 115 | 300 | UNKNOWN125370 | 115 | 1 | Closed | 0.00792 | 0.03274 | 0.00542 | 1 | 0 | 167 | 556 | 210 | 5.1 | 6.6
1474_302_1 | 1474 | NEW GARDENVILLE | West | West | 115 | 302 | UNKNOWN125372 | 115 | 1 | Closed | 0.00429 | 0.01774 | 0.00294 | 1 | 0 | 167 | 556 | 210 | 3.6 | 3.6
1474_320_1 | 1474 | NEW GARDENVILLE | West | West | 115 | 320 | UNKNOWN125417 | 115 | 1 | Closed | 0.00733 | 0.03031 | 0.00502 | 1 | 0 | 167 | 556 | 210 | 2.9 | 6.1
1477_1256_1 | 1477 | ELBRIDGE | Central | Central | 115 | 1256 | HAMILTON RD | 115 | 1 | Closed | 0.00659 | 0.02723 | 0.00451 | 1 | 0 | 167 | 556 | 210 | 3.9 | 5.5
1477_1384_1 | 1477 | ELBRIDGE | Central | Central | 115 | 1384 | RISER161081 | 115 | 1 | Closed | 0.00032 | 0.00131 | 0.00022 | 1 | 0 | 167 | 556 | 210 | 0.2 | 0.3
1477_1385_1 | 1477 | ELBRIDGE | Central | Central | 115 | 1385 | RISER161082 | 115 | 1 | Closed | 0.00023 | 0.00095 | 0.00016 | 1 | 0 | 167 | 556 | 210 | 0.2 | 0.2
1477_1386_1 | 1477 | ELBRIDGE | Central | Central | 115 | 1386 | TAP161083 | 115 | 1 | Closed | 0.01606 | 0.0664 | 0.011 | 1 | 0 | 167 | 556 | 210 | 9.9 | 13.4
1477_1458_1 | 1477 | ELBRIDGE | Central | Genesse | 115 | 1458 | TAP173329 | 115 | 1 | Closed | 0.07209 | 0.29811 | 0.04936 | 1 | 0 | 167 | 556 | 210 | 43.8 | 59.9
148_1289_1 | 148 | UNKNOWN124826 | Central | Central | 115 | 1289 | ETNA | 115 | 1 | Closed | 0.00648 | 0.02678 | 0.00443 | 1 | 0 | 167 | 556 | 210 | 3.9 | 5.4
1482_639_1 | 1482 | UNKNOWN128280 | Hudson Valley | Hudson Valley | 69 | 639 | NORTH CATSKILL | 69 | 1 | Closed | 0.00028 | 0.00064 | 1e-05 | 1 | 0 | 96 | 250 | 123 | 0 | 0
1482_639_2 | 1482 | UNKNOWN128280 | Hudson Valley | Hudson Valley | 69 | 639 | NORTH CATSKILL | 69 | 2 | Closed | 0.00028 | 0.00064 | 1e-05 | 1 | 0 | 96 | 250 | 123 | 0 | 0
1482_828_1 | 1482 | UNKNOWN128280 | Hudson Valley | Hudson Valley | 69 | 828 | UNKNOWN136148 | 69 | 1 | Closed | 0.0544 | 0.12367 | 0.00242 | 1 | 0 | 96 | 250 | 123 | 8.4 | 8.5
1483_640_1 | 1483 | UNKNOWN128942 | Hudson Valley | Hudson Valley | 69 | 640 | LAWRENCEVILLE | 69 | 1 | Closed | 0.10419 | 0.23687 | 0.00463 | 1 | 0 | 96 | 250 | 123 | 14.7 | 16.4
1484_782_1 | 1484 | UNKNOWN129008 | Hudson Valley | Hudson Valley | 69 | 782 | UNKNOWN136024 | 69 | 1 | Closed | 0.11315 | 0.25724 | 0.00503 | 1 | 0 | 96 | 250 | 123 | 16 | 17.8
1487_649_1 | 1487 | UNKNOWN129084 | Hudson Valley | Hudson Valley | 115 | 649 | REYNOLDS HILL | 115 | 1 | Closed | 0.01011 | 0.0418 | 0.00692 | 1 | 0 | 556 | 556 | 556 | 5.9 | 8.4
1487_652_1 | 1487 | UNKNOWN129084 | Hudson Valley | Hudson Valley | 115 | 652 | MANCHESTER | 115 | 1 | Closed | 0.00754 | 0.03118 | 0.00516 | 1 | 0 | 216 | 216 | 260 | 4.3 | 6.3
1487_675_1 | 1487 | UNKNOWN129084 | Hudson Valley | Capital | 115 | 675 | TAP135715 | 115 | 1 | Closed | 0.04312 | 0.17829 | 0.02952 | 1 | 0 | 167 | 556 | 210 | 34.9 | 35.8
1488_539_1 | 1488 | SHOEMAKER | Hudson Valley | Hudson Valley | 69 | 539 | UNKNOWN129103 | 69 | 1 | Closed | 0.02226 | 0.05061 | 0.00099 | 1 | 0 | 96 | 250 | 123 | 2.4 | 3.5
1488_758_1 | 1488 | SHOEMAKER | Hudson Valley | Hudson Valley | 69 | 758 | UNKNOWN135955 | 69 | 1 | Closed | 0.03109 | 0.07067 | 0.00138 | 1 | 0 | 96 | 250 | 123 | 3.5 | 4.9
1489_606_1 | 1489 | UNKNOWN129197 | Long Island | Long Island | 69 | 606 | EASTPORT | 69 | 1 | Closed | 0.04939 | 0.11228 | 0.0022 | 1 | 0 | 96 | 250 | 123 | 6.4 | 7.8
1489_739_1 | 1489 | UNKNOWN129197 | Long Island | Long Island | 69 | 739 | CANAL | 69 | 1 | Closed | 0.09925 | 0.22564 | 0.00441 | 1 | 0 | 300 | 300 | 300 | 10.4 | 15.6
1489_739_2 | 1489 | UNKNOWN129197 | Long Island | Long Island | 69 | 739 | CANAL | 69 | 2 | Closed | 0.09925 | 0.22564 | 0.00441 | 1 | 0 | 300 | 300 | 300 | 10.4 | 15.6
1489_740_1 | 1489 | UNKNOWN129197 | Long Island | Long Island | 69 | 740 | TIANA | 69 | 1 | Closed | 0.08095 | 0.18402 | 0.0036 | 1 | 0 | 250 | 250 | 250 | 8.6 | 12.7
1489_740_2 | 1489 | UNKNOWN129197 | Long Island | Long Island | 69 | 740 | TIANA | 69 | 2 | Closed | 0.08095 | 0.18402 | 0.0036 | 1 | 0 | 250 | 250 | 250 | 8.6 | 12.7
149_1289_1 | 149 | UNKNOWN124827 | Central | Central | 115 | 1289 | ETNA | 115 | 1 | Closed | 0.01092 | 0.04517 | 0.00748 | 1 | 0 | 167 | 556 | 210 | 5.8 | 9.1
1490_1155_1 | 1490 | UNKNOWN129212 | Long Island | Long Island | 69 | 1155 | MOUNT SINAI | 69 | 1 | Closed | 0.0305 | 0.06934 | 0.00136 | 1 | 0 | 96 | 250 | 123 | 2.9 | 4.8
1490_1156_1 | 1490 | UNKNOWN129212 | Long Island | Long Island | 69 | 1156 | TERRYVILLE | 69 | 1 | Closed | 0.02178 | 0.04951 | 0.00097 | 1 | 0 | 96 | 250 | 123 | 3.4 | 3.4
1492_609_1 | 1492 | UNKNOWN129500 | Long Island | Long Island | 69 | 609 | HOLTSVILLE MGU | 69 | 1 | Closed | 0.00183 | 0.00416 | 8e-05 | 1 | 0 | 96 | 250 | 123 | 0.3 | 0.3
1492_609_2 | 1492 | UNKNOWN129500 | Long Island | Long Island | 69 | 609 | HOLTSVILLE MGU | 69 | 2 | Closed | 0.00174 | 0.00395 | 8e-05 | 1 | 0 | 96 | 250 | 123 | 0.3 | 0.3
1492_609_3 | 1492 | UNKNOWN129500 | Long Island | Long Island | 69 | 609 | HOLTSVILLE MGU | 69 | 3 | Closed | 0.00173 | 0.00393 | 8e-05 | 1 | 0 | 96 | 250 | 123 | 0.3 | 0.3
1492_609_4 | 1492 | UNKNOWN129500 | Long Island | Long Island | 69 | 609 | HOLTSVILLE MGU | 69 | 4 | Closed | 0.00298 | 0.00677 | 0.00013 | 1 | 0 | 96 | 250 | 123 | 0.3 | 0.5
1493_597_1 | 1493 | EAST ASTORIA | NYC | NYC | 138 | 597 | NORTH QUEENS | 138 | 1 | Closed | 6e-05 | 0.00029 | 0.00217 | 1 | 0 | 562 | 562 | 562 | 0.2 | 0.4
1493_597_2 | 1493 | EAST ASTORIA | NYC | NYC | 138 | 597 | NORTH QUEENS | 138 | 2 | Closed | 6e-05 | 0.00029 | 0.00217 | 1 | 0 | 562 | 562 | 562 | 0.2 | 0.4
1493_601_1 | 1493 | EAST ASTORIA | NYC | NYC | 138 | 601 | CORONA | 138 | 1 | Closed | 0.0008 | 0.00401 | 0.03037 | 1 | 0 | 562 | 562 | 562 | 3.7 | 5.5
1493_601_2 | 1493 | EAST ASTORIA | NYC | NYC | 138 | 601 | CORONA | 138 | 2 | Closed | 0.0008 | 0.00401 | 0.03037 | 1 | 0 | 562 | 562 | 562 | 3.7 | 5.5
1493_601_3 | 1493 | EAST ASTORIA | NYC | NYC | 138 | 601 | CORONA | 138 | 3 | Closed | 0.0008 | 0.00401 | 0.03037 | 1 | 0 | 562 | 562 | 562 | 3.7 | 5.5
1493_601_4 | 1493 | EAST ASTORIA | NYC | NYC | 138 | 601 | CORONA | 138 | 4 | Closed | 0.0008 | 0.00401 | 0.03037 | 1 | 0 | 562 | 562 | 562 | 3.7 | 5.5
1495_591_1 | 1495 | NEWBRIDGE ROAD | Long Island | Long Island | 69 | 591 | LEVITTOWN | 69 | 1 | Closed | 0.0203 | 0.04616 | 0.0009 | 1 | 0 | 250 | 250 | 250 | 2.5 | 3.2
1495_591_2 | 1495 | NEWBRIDGE ROAD | Long Island | Long Island | 69 | 591 | LEVITTOWN | 69 | 2 | Closed | 0.0203 | 0.04616 | 0.0009 | 1 | 0 | 250 | 250 | 250 | 2.5 | 3.2
1495_843_1 | 1495 | NEWBRIDGE ROAD | Long Island | Long Island | 69 | 843 | BETHPAGE | 69 | 1 | Closed | 0.03415 | 0.08 | 0.00152 | 1 | 0 | 200 | 250 | 200 | 4.2 | 5.4
1496_842_1 | 1496 | NEWBRIDGE ROAD | Long Island | Long Island | 138 | 842 | RULAND ROAD | 138 | 1 | Closed | 0.00192 | 0.035 | 0.009 | 1 | 0 | 400 | 562 | 432 | 6.8 | 8.8
1496_842_2 | 1496 | NEWBRIDGE ROAD | Long Island | Long Island | 138 | 842 | RULAND ROAD | 138 | 2 | Closed | 0.00191 | 0.0345 | 0.009 | 1 | 0 | 400 | 562 | 432 | 6.8 | 8.7
1496_842_3 | 1496 | NEWBRIDGE ROAD | Long Island | Long Island | 138 | 842 | RULAND ROAD | 138 | 3 | Closed | 0.00191 | 0.0345 | 0.009 | 1 | 0 | 400 | 562 | 432 | 6.8 | 8.7
1496_842_4 | 1496 | NEWBRIDGE ROAD | Long Island | Long Island | 138 | 842 | RULAND ROAD | 138 | 4 | Closed | 0.00192 | 0.035 | 0.009 | 1 | 0 | 400 | 562 | 432 | 6.8 | 8.8
1498_592_1 | 1498 | DUFFY AVENUE CONVERTER STATION | Long Island | Long Island | 69 | 592 | NEW SOUTH ROAD | 69 | 1 | Closed | 0.01624 | 0.03693 | 0.00072 | 1 | 0 | 250 | 250 | 250 | 2.3 | 2.5
15_402_1 | 15 | UNKNOWN124145 | Mohawk Valley | Mohawk Valley | 115 | 402 | UNKNOWN125638 | 115 | 1 | Closed | 0.0021 | 0.0087 | 0.00144 | 1 | 0 | 167 | 556 | 210 | 1.1 | 1.7
150_1289_1 | 150 | UNKNOWN124828 | Central | Central | 115 | 1289 | ETNA | 115 | 1 | Closed | 0.00757 | 0.03129 | 0.00518 | 1 | 0 | 167 | 556 | 210 | 4.1 | 6.3
1500_598_1 | 1500 | DUNWOODIE | Dunwoodie | Long Island | 69 | 598 | GREAT NECK | 69 | 1 | Closed | 0.08984 | 0.20423 | 0.00399 | 1 | 0 | 250 | 250 | 250 | 12.7 | 14.1
1501_600_1 | 1501 | DUNWOODIE | Dunwoodie | NYC | 138 | 600 | EAST 179TH STREET | 138 | 1 | Closed | 0.00131 | 0.00653 | 0.04945 | 1 | 0 | 562 | 562 | 562 | 6.5 | 8.9
1501_600_2 | 1501 | DUNWOODIE | Dunwoodie | NYC | 138 | 600 | EAST 179TH STREET | 138 | 2 | Closed | 0.00131 | 0.00653 | 0.04945 | 1 | 0 | 562 | 562 | 562 | 6.5 | 8.9
1501_600_3 | 1501 | DUNWOODIE | Dunwoodie | NYC | 138 | 600 | EAST 179TH STREET | 138 | 3 | Closed | 0.00131 | 0.00653 | 0.04945 | 1 | 0 | 562 | 562 | 562 | 6.5 | 8.9
1503_598_1 | 1503 | TREMONT | NYC | Long Island | 69 | 598 | GREAT NECK | 69 | 1 | Closed | 0.05914 | 0.13444 | 0.00263 | 1 | 0 | 250 | 250 | 250 | 8.4 | 9.3
1504_1153_1 | 1504 | HOLBROOK | Long Island | Long Island | 69 | 1153 | CENTEREACH | 69 | 1 | Closed | 0.01789 | 0.04066 | 0.0008 | 1 | 0 | 96 | 250 | 123 | 2.8 | 2.8
1504_1156_1 | 1504 | HOLBROOK | Long Island | Long Island | 69 | 1156 | TERRYVILLE | 69 | 1 | Closed | 0.03424 | 0.07783 | 0.00152 | 1 | 0 | 96 | 250 | 123 | 5.4 | 5.4
1504_1158_1 | 1504 | HOLBROOK | Long Island | Long Island | 69 | 1158 | SMITHTOWN | 69 | 1 | Closed | 0.07977 | 0.18135 | 0.00355 | 1 | 0 | 96 | 250 | 123 | 6.6 | 12.5
1507_1411_1 | 1507 | ROTTERDAM | Capital | Capital | 115 | 1411 | TAP161258 | 115 | 1 | Closed | 0.02148 | 0.08883 | 0.01471 | 1 | 0 | 167 | 556 | 210 | 17.3 | 17.9
1507_633_1 | 1507 | ROTTERDAM | Capital | Capital | 115 | 633 | FRONT STREET | 115 | 1 | Closed | 0.00547 | 0.02261 | 0.00374 | 1 | 0 | 167 | 556 | 210 | 2.9 | 4.5
1507_636_1 | 1507 | ROTTERDAM | Capital | Capital | 115 | 636 | GENERAL ELECTRIC | 115 | 1 | Closed | 0.00354 | 0.01462 | 0.00242 | 1 | 0 | 167 | 556 | 210 | 2.2 | 2.9
1507_703_1 | 1507 | ROTTERDAM | Capital | Capital | 115 | 703 | CURRY ROAD | 115 | 1 | Closed | 0.01005 | 0.04155 | 0.00688 | 1 | 0 | 167 | 556 | 210 | 5.7 | 8.4
1508_704_1 | 1508 | EASTOVER | Capital | Capital | 115 | 704 | NORTH TROY | 115 | 1 | Closed | 0.00181 | 0.00747 | 0.00124 | 1 | 0 | 167 | 556 | 210 | 1 | 1.5
1509_782_1 | 1509 | HURLEY AVENUE | Hudson Valley | Hudson Valley | 69 | 782 | UNKNOWN136024 | 69 | 1 | Closed | 0.05091 | 0.11573 | 0.00226 | 1 | 0 | 96 | 250 | 123 | 7.2 | 8
1510_647_1 | 1510 | HURLEY AVENUE | Hudson Valley | Hudson Valley | 115 | 647 | OHIOVILLE | 115 | 1 | Closed | 0.01875 | 0.07753 | 0.01284 | 1 | 0 | 167 | 556 | 210 | 13.6 | 15.6
1514_781_1 | 1514 | SUGARLOAF | Hudson Valley | Hudson Valley | 115 | 781 | ROCK TAVERN (115KV) | 115 | 1 | Closed | 0.01474 | 0.06094 | 0.01009 | 1 | 0 | 238 | 556 | 260 | 11.3 | 12.3
1517_781_1 | 1517 | ROCK TAVERN | Hudson Valley | Hudson Valley | 115 | 781 | ROCK TAVERN (115KV) | 115 | 1 | Closed | 0.00021 | 0.00088 | 0.00015 | 1 | 0 | 167 | 556 | 210 | 0.1 | 0.2
1517_781_2 | 1517 | ROCK TAVERN | Hudson Valley | Hudson Valley | 115 | 781 | ROCK TAVERN (115KV) | 115 | 2 | Closed | 0.0002 | 0.00083 | 0.00014 | 1 | 0 | 167 | 556 | 210 | 0.1 | 0.2
1519_774_1 | 1519 | RAMAPO | Hudson Valley | Hudson Valley | 345 | 774 | LADENTOWN | 345 | 1 | Closed | 0.00018 | 0.00276 | 0.07125 | 1 | 0 | 1216 | 2454 | 1804 | 4.8 | 6.9
1519_900_1 | 1519 | RAMAPO | Hudson Valley | Millwood | 345 | 900 | BUCHANAN | 345 | 1 | Closed | 0.00054 | 0.00824 | 0.21288 | 1 | 0 | 1725 | 1725 | 2500 | 13.4 | 20.7
1520_509_N | 1520 | NEW SCOTLAND | Capital | Capital | 115 | 509 | UNKNOWN128275 | 115 | N | Closed | 0.0035 | 0.018 | 0.0028 | 1 | 0 | 556 | 556 | 556 | 3.3 | 3.5
1521_630_1 | 1521 | NEW SCOTLAND | Capital | Capital | 230 | 630 | ROTTERDAM | 230 | 1 | Closed | 0.00295 | 0.02372 | 0.09048 | 1 | 0 | 453 | 936 | 579 | 15.9 | 22.9
1522_845_1 | 1522 | RULAND ROAD | Long Island | Long Island | 69 | 845 | SOUTH FARMINGDALE | 69 | 1 | Closed | 0.02105 | 0.04785 | 0.00094 | 1 | 0 | 250 | 250 | 250 | 2.8 | 3.3
1524_859_1 | 1524 | E. FISHKILL | Hudson Valley | Hudson Valley | 115 | 859 | SHENANDOAH | 115 | 1 | Closed | 0.00256 | 0.01058 | 0.00175 | 1 | 0 | 167 | 556 | 210 | 2 | 2.1
1526_1401_1 | 1526 | WOOD STREET | Hudson Valley | Hudson Valley | 115 | 1401 | TAP161212 | 115 | 1 | Closed | 0.00141 | 0.00582 | 0.00096 | 1 | 0 | 556 | 556 | 556 | 1 | 1.2
1526_1401_2 | 1526 | WOOD STREET | Hudson Valley | Hudson Valley | 115 | 1401 | TAP161212 | 115 | 2 | Closed | 0.00141 | 0.00582 | 0.00096 | 1 | 0 | 556 | 556 | 556 | 1 | 1.2
1526_903_1 | 1526 | WOOD STREET | Hudson Valley | Millwood | 115 | 903 | ARMAWALK | 115 | 1 | Closed | 0.00776 | 0.03208 | 0.00531 | 1 | 0 | 556 | 556 | 556 | 4.9 | 6.4
1529_1133_1 | 1529 | RAINEY | NYC | NYC | 138 | 1133 | VERNON | 138 | 1 | Closed | 9e-05 | 0.00043 | 0.00325 | 1 | 0 | 562 | 562 | 562 | 0.4 | 0.6
1529_1133_2 | 1529 | RAINEY | NYC | NYC | 138 | 1133 | VERNON | 138 | 2 | Closed | 9e-05 | 0.00043 | 0.00325 | 1 | 0 | 562 | 562 | 562 | 0.4 | 0.6
1529_1133_3 | 1529 | RAINEY | NYC | NYC | 138 | 1133 | VERNON | 138 | 3 | Closed | 9e-05 | 0.00043 | 0.00325 | 1 | 0 | 562 | 562 | 562 | 0.4 | 0.6
1529_1135_1 | 1529 | RAINEY | NYC | NYC | 138 | 1135 | WEST 65TH STREET | 138 | 1 | Closed | 0.00057 | 0.00284 | 0.0215 | 1 | 0 | 562 | 562 | 562 | 2.5 | 3.9
1529_1135_2 | 1529 | RAINEY | NYC | NYC | 138 | 1135 | WEST 65TH STREET | 138 | 2 | Closed | 0.00057 | 0.00284 | 0.0215 | 1 | 0 | 562 | 562 | 562 | 2.5 | 3.9
1529_1456_1 | 1529 | RAINEY | NYC | NYC | 138 | 1456 | UNKNOWN172523 | 138 | 1 | Closed | 0.00051 | 0.00253 | 0.01917 | 1 | 0 | 562 | 562 | 562 | 2.2 | 3.4
1529_1456_2 | 1529 | RAINEY | NYC | NYC | 138 | 1456 | UNKNOWN172523 | 138 | 2 | Closed | 0.00051 | 0.00253 | 0.01917 | 1 | 0 | 562 | 562 | 562 | 2.2 | 3.4
1529_1456_3 | 1529 | RAINEY | NYC | NYC | 138 | 1456 | UNKNOWN172523 | 138 | 3 | Closed | 0.00051 | 0.00253 | 0.01917 | 1 | 0 | 562 | 562 | 562 | 2.2 | 3.4
1533_1155_1 | 1533 | TAP141008 | Long Island | Long Island | 69 | 1155 | MOUNT SINAI | 69 | 1 | Closed | 0.00017 | 0.00038 | 1e-05 | 1 | 0 | 96 | 250 | 123 | 1.5 | 0
1534_1155_1 | 1534 | TAP141009 | Long Island | Long Island | 69 | 1155 | MOUNT SINAI | 69 | 1 | Closed | 0.00016 | 0.00036 | 1e-05 | 1 | 0 | 96 | 250 | 123 | 1.5 | 0
1535_1155_1 | 1535 | NORTH SHORE BEACH | Long Island | Long Island | 69 | 1155 | MOUNT SINAI | 69 | 1 | Closed | 0.04945 | 0.11241 | 0.0022 | 1 | 0 | 96 | 250 | 123 | 5.8 | 7.8
1539_1168_1 | 1539 | BROOKHAVEN | Long Island | Long Island | 69 | 1168 | UNKNOWN141044 | 69 | 1 | Closed | 0.00672 | 0.01527 | 0.0003 | 1 | 0 | 96 | 250 | 123 | 0.9 | 1.1
154_1473_1 | 154 | CORTLAND | Central | Central | 115 | 1473 | LAPEER | 115 | 1 | Closed | 0.01303 | 0.05387 | 0.00892 | 1 | 0 | 167 | 556 | 210 | 10.5 | 10.8
154_158_1 | 154 | CORTLAND | Central | Central | 115 | 158 | UNKNOWN124837 | 115 | 1 | Closed | 0.00312 | 0.01931 | 0.00274 | 1 | 0 | 167 | 556 | 210 | 3.4 | 3.6
1550_128_1 | 1550 | PANNELL | Genesse | Genesse | 115 | 128 | UNKNOWN124705 | 115 | 1 | Closed | 0.02249 | 0.09302 | 0.0154 | 1 | 0 | 167 | 556 | 210 | 15.3 | 18.7
1550_128_2 | 1550 | PANNELL | Genesse | Genesse | 115 | 128 | UNKNOWN124705 | 115 | 2 | Closed | 0.02249 | 0.09302 | 0.0154 | 1 | 0 | 167 | 556 | 210 | 15.3 | 18.7
1550_1386_1 | 1550 | PANNELL | Genesse | Central | 115 | 1386 | TAP161083 | 115 | 1 | Closed | 0.07137 | 0.29514 | 0.04887 | 1 | 0 | 167 | 556 | 210 | 40.8 | 59.3
1550_216_1 | 1550 | PANNELL | Genesse | Genesse | 115 | 216 | QUAKER #121 | 115 | 1 | Closed | 0.00573 | 0.02368 | 0.00392 | 1 | 0 | 167 | 556 | 210 | 3.2 | 4.8
1550_216_2 | 1550 | PANNELL | Genesse | Genesse | 115 | 216 | QUAKER #121 | 115 | 2 | Closed | 0.00587 | 0.02426 | 0.00402 | 1 | 0 | 167 | 556 | 210 | 3.2 | 4.9
1558_1219_1 | 1558 | WATERCURE | Central | Central | 230 | 1219 | UNKNOWN141327 | 230 | 1 | Closed | 0.00515 | 0.04135 | 0.15778 | 1 | 0 | 453 | 936 | 579 | 25.9 | 39.9
1558_1303_1 | 1558 | WATERCURE | Central | Central | 230 | 1303 | HILLSIDE | 230 | 1 | Closed | 0.00026 | 0.0021 | 0.00802 | 1 | 0 | 453 | 936 | 579 | 1.2 | 2
1559_495_1 | 1559 | OAKDALE | Central | Mohawk Valley | 115 | 495 | UNKNOWN128052 | 115 | 1 | Closed | 0.09235 | 0.38187 | 0.06323 | 1 | 0 | 167 | 556 | 210 | 54.9 | 76.8
1560_1219_1 | 1560 | OAKDALE | Central | Central | 230 | 1219 | UNKNOWN141327 | 230 | 1 | Closed | 0.00309 | 0.02487 | 0.09487 | 1 | 0 | 453 | 936 | 579 | 14.8 | 24
1564_1247_1 | 1564 | STOLLE ROAD | West | West | 230 | 1247 | ROBINSON ROAD | 230 | 1 | Closed | 0.00504 | 0.0405 | 0.15454 | 1 | 0 | 453 | 936 | 579 | 22.1 | 39.1
1564_1296_1 | 1564 | STOLLE ROAD | West | West | 230 | 1296 | HIGH SHELDON | 230 | 1 | Closed | 0.00208 | 0.01672 | 0.0638 | 1 | 0 | 453 | 936 | 579 | 9.4 | 16.1
1565_53_1 | 1565 | MEYER | West | Central | 115 | 53 | UNKNOWN124253 | 115 | 1 | Closed | 0.0223 | 0.09221 | 0.01527 | 1 | 0 | 167 | 556 | 210 | 12.9 | 18.5
1566_1435_1 | 1566 | HUNTLEY | West | West | 115 | 1435 | TAP166952 | 115 | 1 | Closed | 0.00032 | 0.00132 | 0.00022 | 1 | 0 | 167 | 556 | 210 | 0.2 | 0.3
1566_255_1 | 1566 | HUNTLEY | West | West | 115 | 255 | UNKNOWN125292 | 115 | 1 | Closed | 0.01383 | 0.05718 | 0.00947 | 1 | 0 | 167 | 556 | 210 | 5.7 | 11.5
1567_1222_1 | 1567 | MARCY | Mohawk Valley | Mohawk Valley | 345 | 1222 | COOPERS CORNER | 345 | 1 | Closed | 0.00425 | 0.06486 | 1.6766 | 1 | 0 | 1216 | 2454 | 1804 | 106.8 | 162.9
1567_1238_1 | 1567 | MARCY | Mohawk Valley | Central | 345 | 1238 | VOLNEY | 345 | 1 | Closed | 0.00239 | 0.03647 | 0.94285 | 1 | 0 | 1216 | 2454 | 1804 | 58.8 | 91.6
1569_1452_1 | 1569 | NIAGARA | West | West | 115 | 1452 | DEADEND172057 | 115 | 1 | Closed | 0.0023 | 0.00951 | 0.00157 | 1 | 0 | 167 | 556 | 210 | 1.5 | 1.9
1570_1314_1 | 1570 | NIAGARA | West | West | 230 | 1314 | PACKARD | 230 | 1 | Closed | 0.00059 | 0.00471 | 0.01796 | 1 | 0 | 453 | 936 | 579 | 3 | 4.5
1570_1314_2 | 1570 | NIAGARA | West | West | 230 | 1314 | PACKARD | 230 | 2 | Closed | 0.00063 | 0.00506 | 0.0193 | 1 | 0 | 453 | 936 | 579 | 3 | 4.9
1570_1314_3 | 1570 | NIAGARA | West | West | 230 | 1314 | PACKARD | 230 | 3 | Closed | 0.00058 | 0.00463 | 0.01765 | 1 | 0 | 453 | 936 | 579 | 3 | 4.5
1570_1314_4 | 1570 | NIAGARA | West | West | 230 | 1314 | PACKARD | 230 | 4 | Closed | 0.00063 | 0.0051 | 0.01944 | 1 | 0 | 453 | 936 | 579 | 3 | 4.9
1570_1314_5 | 1570 | NIAGARA | West | West | 230 | 1314 | PACKARD | 230 | 5 | Closed | 0.00059 | 0.00474 | 0.0181 | 1 | 0 | 453 | 936 | 579 | 3 | 4.6
1570_1314_6 | 1570 | NIAGARA | West | West | 230 | 1314 | PACKARD | 230 | 6 | Closed | 0.00059 | 0.00472 | 0.01799 | 1 | 0 | 453 | 936 | 579 | 3 | 4.6
1571_1432_1 | 1571 | PACKARD | West | West | 115 | 1432 | TAP166949 | 115 | 1 | Closed | 0.00025 | 0.00102 | 0.00017 | 1 | 0 | 167 | 556 | 210 | 0.1 | 0.2
1573_1363_1 | 1573 | DUNKIRK | West | West | 115 | 1363 | TAP160977 | 115 | 1 | Closed | 0.00217 | 0.00896 | 0.00148 | 1 | 0 | 167 | 556 | 210 | 1.4 | 1.8
1573_1370_1 | 1573 | DUNKIRK | West | West | 115 | 1370 | TAP160988 | 115 | 1 | Closed | 0.0023 | 0.00949 | 0.00157 | 1 | 0 | 167 | 556 | 210 | 1.5 | 1.9
1575_140_1 | 1575 | UNKNOWN161076 | West | West | 115 | 140 | SOUTH PERRY | 115 | 1 | Closed | 0.0002 | 0.00082 | 0.00014 | 1 | 0 | 167 | 556 | 210 | 0.1 | 0.2
159_1563_1 | 159 | DAVIS RD | West | West | 115 | 1563 | STOLLE ROAD | 115 | 1 | Closed | 0.02011 | 0.08315 | 0.01377 | 1 | 0 | 167 | 556 | 210 | 8.9 | 16.7
16_1394_1 | 16 | BOONVILLE | Mohawk Valley | Mohawk Valley | 115 | 1394 | TAP161163 | 115 | 1 | Closed | 0.02598 | 0.10743 | 0.01779 | 1 | 0 | 167 | 556 | 210 | 19.1 | 21.6
16_391_1 | 16 | BOONVILLE | Mohawk Valley | Mohawk Valley | 115 | 391 | TURIN | 115 | 1 | Closed | 0.02118 | 0.08756 | 0.0145 | 1 | 0 | 167 | 556 | 210 | 16.2 | 17.6
161_1445_1 | 161 | UNKNOWN124943 | West | West | 115 | 1445 | UNKNOWN167575 | 115 | 1 | Closed | 0.00041 | 0.00171 | 0.00028 | 1 | 0 | 167 | 556 | 210 | 0.2 | 0.3
161_162_1 | 161 | UNKNOWN124943 | West | West | 115 | 162 | UNKNOWN124944 | 115 | 1 | Closed | 0.00059 | 0.00242 | 0.0004 | 1 | 0 | 167 | 556 | 210 | 0.5 | 0.5
162_1445_1 | 162 | UNKNOWN124944 | West | West | 115 | 1445 | UNKNOWN167575 | 115 | 1 | Closed | 0.00042 | 0.00175 | 0.00029 | 1 | 0 | 167 | 556 | 210 | 0.3 | 0.4
162_163_1 | 162 | UNKNOWN124944 | West | West | 115 | 163 | UNKNOWN124945 | 115 | 1 | Closed | 0.00167 | 0.00691 | 0.00114 | 1 | 0 | 167 | 556 | 210 | 0.8 | 1.4
162_163_2 | 162 | UNKNOWN124944 | West | West | 115 | 163 | UNKNOWN124945 | 115 | 2 | Closed | 0.00166 | 0.00688 | 0.00114 | 1 | 0 | 167 | 556 | 210 | 0.8 | 1.4
163_1561_1 | 163 | UNKNOWN124945 | West | West | 115 | 1561 | GARDENVILLE | 115 | 1 | Closed | 0.00766 | 0.03168 | 0.00525 | 1 | 0 | 167 | 556 | 210 | 4.8 | 6.4
163_164_1 | 163 | UNKNOWN124945 | West | West | 115 | 164 | UNKNOWN124946 | 115 | 1 | Closed | 0.00018 | 0.00076 | 0.00013 | 1 | 0 | 167 | 556 | 210 | 0.1 | 0.2
169_171_1 | 169 | UNKNOWN124958 | Central | Central | 115 | 171 | TEAL | 115 | 1 | Closed | 0.00221 | 0.00915 | 0.00152 | 1 | 0 | 167 | 556 | 210 | 1.3 | 1.8
17_1467_1 | 17 | UNKNOWN124147 | Long Island | Long Island | 138 | 1467 | UNKNOWN124147 | 69 | 1 | Closed | 0.00302 | 0.10864 | 0 | 1 | 0 | 500 | 500 | 500 | 0 | 0
17_1467_2 | 17 | UNKNOWN124147 | Long Island | Long Island | 138 | 1467 | UNKNOWN124147 | 69 | 2 | Closed | 0.00302 | 0.10864 | 0 | 1 | 0 | 500 | 500 | 500 | 0 | 0
17_628_N1 | 17 | UNKNOWN124147 | Long Island | NYC | 138 | 628 | JAMAICA | 138 | N1 | Closed | 0.0017 | 0.0085 | 0.064 | 1 | 0 | 300 | 300 | 330 | 10.4 | 11.5
17_628_N2 | 17 | UNKNOWN124147 | Long Island | NYC | 138 | 628 | JAMAICA | 138 | N2 | Closed | 0.0017 | 0.0085 | 0.064 | 1 | 0 | 300 | 300 | 330 | 10.4 | 11.5
170_171_1 | 170 | UNKNOWN124959 | Central | Central | 115 | 171 | TEAL | 115 | 1 | Closed | 0.00027 | 0.00112 | 0.00019 | 1 | 0 | 167 | 556 | 210 | 0.1 | 0.2
171_1295_1 | 171 | TEAL | Central | Central | 115 | 1295 | ASH STREET STATION 223 | 115 | 1 | Closed | 0.00453 | 0.01875 | 0.0031 | 1 | 0 | 167 | 556 | 210 | 2.7 | 3.8
173_1266_1 | 173 | WOODARD | Central | Central | 115 | 1266 | UNKNOWN145003 | 115 | 1 | Closed | 0.00111 | 0.0046 | 0.00076 | 1 | 0 | 167 | 556 | 210 | 0.6 | 0.9
176_1399_1 | 176 | UNKNOWN124965 | Central | Central | 115 | 1399 | TAP161180 | 115 | 1 | Closed | 0.00012 | 0.0005 | 8e-05 | 1 | 0 | 167 | 556 | 210 | 0.1 | 0.1
176_1400_1 | 176 | UNKNOWN124965 | Central | Central | 115 | 1400 | TAP161181 | 115 | 1 | Closed | 0.0001 | 0.00039 | 7e-05 | 1 | 0 | 167 | 556 | 210 | 0.1 | 0.1
177_334_1 | 177 | UNKNOWN124966 | Central | Central | 115 | 334 | UNKNOWN125437 | 115 | 1 | Closed | 0.00102 | 0.00423 | 0.0007 | 1 | 0 | 167 | 556 | 210 | 0.6 | 0.9
178_1397_1 | 178 | UNKNOWN124968 | Central | Central | 115 | 1397 | TAP161178 | 115 | 1 | Closed | 0.00019 | 0.00078 | 0.00013 | 1 | 0 | 167 | 556 | 210 | 0.1 | 0.2
178_1398_1 | 178 | UNKNOWN124968 | Central | Central | 115 | 1398 | TAP161179 | 115 | 1 | Closed | 3e-05 | 0.00012 | 2e-05 | 1 | 0 | 167 | 556 | 210 | 0 | 0
178_1415_1 | 178 | UNKNOWN124968 | Central | Central | 115 | 1415 | TAP161766 | 115 | 1 | Closed | 5e-05 | 0.00021 | 3e-05 | 1 | 0 | 167 | 556 | 210 | 0 | 0
179_1385_1 | 179 | UNKNOWN124969 | Central | Central | 115 | 1385 | RISER161082 | 115 | 1 | Closed | 0.01422 | 0.0588 | 0.00974 | 1 | 0 | 167 | 556 | 210 | 8.7 | 11.8
179_1397_1 | 179 | UNKNOWN124969 | Central | Central | 115 | 1397 | TAP161178 | 115 | 1 | Closed | 0.00022 | 0.00092 | 0.00015 | 1 | 0 | 167 | 556 | 210 | 0.1 | 0.2
18_1494_1 | 18 | GLENWOOD LANDING | Long Island | Long Island | 69 | 1494 | SHORE RD | 69 | 1 | Closed | 0.00357 | 0.00812 | 0.00016 | 1 | 0 | 250 | 250 | 250 | 0.4 | 0.6
18_1494_2 | 18 | GLENWOOD LANDING | Long Island | Long Island | 69 | 1494 | SHORE RD | 69 | 2 | Closed | 0.0032 | 0.00727 | 0.00014 | 1 | 0 | 250 | 250 | 250 | 0.4 | 0.5
18_1494_3 | 18 | GLENWOOD LANDING | Long Island | Long Island | 69 | 1494 | SHORE RD | 69 | 3 | Closed | 0.0032 | 0.00727 | 0.00014 | 1 | 0 | 250 | 250 | 250 | 0.4 | 0.5
18_561_1 | 18 | GLENWOOD LANDING | Long Island | Long Island | 69 | 561 | UNKNOWN129558 | 69 | 1 | Closed | 0.04007 | 0.09109 | 0.00178 | 1 | 0 | 250 | 250 | 250 | 4.6 | 6.3
18_583_1 | 18 | GLENWOOD LANDING | Long Island | Long Island | 69 | 583 | GLEN HEAD | 69 | 1 | Closed | 0.01009 | 0.02294 | 0.00045 | 1 | 0 | 200 | 250 | 200 | 1.2 | 1.6
18_585_1 | 18 | GLENWOOD LANDING | Long Island | Long Island | 69 | 585 | BAR BEACH | 69 | 1 | Closed | 0.00802 | 0.01823 | 0.00036 | 1 | 0 | 250 | 250 | 250 | 0.8 | 1.3
181_1399_1 | 181 | UNKNOWN124972 | Central | Central | 115 | 1399 | TAP161180 | 115 | 1 | Closed | 0.001 | 0.00413 | 0.00068 | 1 | 0 | 167 | 556 | 210 | 0.5 | 0.8
181_1415_1 | 181 | UNKNOWN124972 | Central | Central | 115 | 1415 | TAP161766 | 115 | 1 | Closed | 0.00039 | 0.00161 | 0.00027 | 1 | 0 | 167 | 556 | 210 | 0.2 | 0.3
184_1553_1 | 184 | G E | Central | Central | 115 | 1553 | CLAY | 115 | 1 | Closed | 0.00827 | 0.03419 | 0.00566 | 1 | 0 | 167 | 556 | 210 | 6.2 | 6.9
186_187_1 | 186 | UNKNOWN125018 | Mohawk Valley | Mohawk Valley | 115 | 187 | UNKNOWN125019 | 115 | 1 | Closed | 0.01492 | 0.0617 | 0.01022 | 1 | 0 | 167 | 556 | 210 | 10.5 | 12.4
186_496_1 | 186 | UNKNOWN125018 | Mohawk Valley | Mohawk Valley | 115 | 496 | UNKNOWN128149 | 115 | 1 | Closed | 0.04203 | 0.17382 | 0.02878 | 1 | 0 | 167 | 556 | 210 | 23 | 34.9
186_501_1 | 186 | UNKNOWN125018 | Mohawk Valley | Mohawk Valley | 115 | 501 | UNKNOWN128157 | 115 | 1 | Closed | 0.03508 | 0.14505 | 0.02402 | 1 | 0 | 167 | 556 | 210 | 25.5 | 29.2
188_461_1 | 188 | UNKNOWN125020 | Mohawk Valley | Mohawk Valley | 115 | 461 | UNKNOWN127643 | 115 | 1 | Closed | 0.01151 | 0.04758 | 0.00788 | 1 | 0 | 167 | 556 | 210 | 6.8 | 9.6
19_1538_1 | 19 | NORTHPORT | Long Island | Long Island | 115 | 1538 | ELWOOD | 115 | 1 | Closed | 0.0038 | 0.01572 | 0.0026 | 1 | 0 | 556 | 556 | 556 | 3.2 | 3.2
19_1538_2 | 19 | NORTHPORT | Long Island | Long Island | 115 | 1538 | ELWOOD | 115 | 2 | Closed | 0.0038 | 0.01572 | 0.0026 | 1 | 0 | 556 | 556 | 556 | 3.2 | 3.2
19_1538_3 | 19 | NORTHPORT | Long Island | Long Island | 115 | 1538 | ELWOOD | 115 | 3 | Closed | 0.0038 | 0.01572 | 0.0026 | 1 | 0 | 556 | 556 | 556 | 3.2 | 3.2
19_1538_4 | 19 | NORTHPORT | Long Island | Long Island | 115 | 1538 | ELWOOD | 115 | 4 | Closed | 0.0038 | 0.01572 | 0.0026 | 1 | 0 | 556 | 556 | 556 | 3.2 | 3.2
19_1538_5 | 19 | NORTHPORT | Long Island | Long Island | 115 | 1538 | ELWOOD | 115 | 5 | Closed | 0.0038 | 0.01572 | 0.0026 | 1 | 0 | 556 | 556 | 556 | 3.2 | 3.2
191_450_1 | 191 | UNKNOWN125029 | North | North | 115 | 450 | UNKNOWN127613 | 115 | 1 | Closed | 0.02053 | 0.08491 | 0.01406 | 1 | 0 | 167 | 556 | 210 | 8.7 | 17.1
192_1527_1 | 192 | UNKNOWN125031 | North | North | 115 | 1527 | PLATTSBURGH | 115 | 1 | Closed | 0.00454 | 0.01879 | 0.00311 | 1 | 0 | 167 | 556 | 210 | 3.4 | 3.8
192_1527_2 | 192 | UNKNOWN125031 | North | North | 115 | 1527 | PLATTSBURGH | 115 | 2 | Closed | 0.0034 | 0.01404 | 0.00233 | 1 | 0 | 167 | 556 | 210 | 3.4 | 2.8
194_1442_1 | 194 | UNKNOWN125053 | Capital | Capital | 115 | 1442 | RISER167231 | 115 | 1 | Closed | 0.00288 | 0.0119 | 0.00197 | 1 | 0 | 167 | 556 | 210 | 1.7 | 2.4
194_195_1 | 194 | UNKNOWN125053 | Capital | Capital | 115 | 195 | UNKNOWN125054 | 115 | 1 | Closed | 0.00154 | 0.00636 | 0.00105 | 1 | 0 | 167 | 556 | 210 | 0.8 | 1.3
194_195_2 | 194 | UNKNOWN125053 | Capital | Capital | 115 | 195 | UNKNOWN125054 | 115 | 2 | Closed | 0.00148 | 0.00612 | 0.00101 | 1 | 0 | 167 | 556 | 210 | 0.8 | 1.2
194_196_1 | 194 | UNKNOWN125053 | Capital | Capital | 115 | 196 | RISER125055 | 115 | 1 | Closed | 0.00288 | 0.01192 | 0.00197 | 1 | 0 | 167 | 556 | 210 | 1.7 | 2.4
197_1551_1 | 197 | UNKNOWN125114 | Genesse | Genesse | 115 | 1551 | ROCHESTER #80 | 115 | 1 | Closed | 0.00113 | 0.00466 | 0.00077 | 1 | 0 | 167 | 556 | 210 | 0.6 | 0.9
197_1551_2 | 197 | UNKNOWN125114 | Genesse | Genesse | 115 | 1551 | ROCHESTER #80 | 115 | 2 | Closed | 0.00096 | 0.00397 | 0.00066 | 1 | 0 | 167 | 556 | 210 | 0.6 | 0.8
199_1422_1 | 199 | UNKNOWN125117 | Genesse | Genesse | 115 | 1422 | TAP162550 | 115 | 1 | Closed | 0.00075 | 0.00311 | 0.00052 | 1 | 0 | 167 | 556 | 210 | 0.6 | 0.6
200_216_1 | 200 | STATION #52 | Genesse | Genesse | 115 | 216 | QUAKER #121 | 115 | 1 | Closed | 0.02169 | 0.083 | 0.0106 | 1 | 0 | 125 | 556 | 154 | 10.3 | 14.7
200_216_2 | 200 | STATION #52 | Genesse | Genesse | 115 | 216 | QUAKER #121 | 115 | 2 | Closed | 0.02169 | 0.083 | 0.0106 | 1 | 0 | 125 | 556 | 154 | 10.3 | 14.7
200_216_3 | 200 | STATION #52 | Genesse | Genesse | 115 | 216 | QUAKER #121 | 115 | 3 | Closed | 0.02169 | 0.083 | 0.0106 | 1 | 0 | 125 | 556 | 154 | 10.3 | 14.7
202_1289_1 | 202 | UNKNOWN125122 | Central | Central | 115 | 1289 | ETNA | 115 | 1 | Closed | 0.03992 | 0.16506 | 0.02733 | 1 | 0 | 167 | 556 | 210 | 24.7 | 33.2
203_204_1 | 203 | UNKNOWN125123 | Mohawk Valley | Mohawk Valley | 115 | 204 | UNKNOWN125124 | 115 | 1 | Closed | 0.01809 | 0.07479 | 0.01239 | 1 | 0 | 167 | 556 | 210 | 14.4 | 15
204_202_1 | 204 | UNKNOWN125124 | Mohawk Valley | Central | 115 | 202 | UNKNOWN125122 | 115 | 1 | Closed | 0.03431 | 0.14188 | 0.02349 | 1 | 0 | 167 | 556 | 210 | 21.5 | 28.5
204_205_1 | 204 | UNKNOWN125124 | Mohawk Valley | Mohawk Valley | 115 | 205 | UNKNOWN125125 | 115 | 1 | Closed | 0.02599 | 0.10747 | 0.0178 | 1 | 0 | 167 | 556 | 210 | 17.1 | 21.6
205_206_1 | 205 | UNKNOWN125125 | Mohawk Valley | Mohawk Valley | 115 | 206 | UNKNOWN125129 | 115 | 1 | Closed | 0.00728 | 0.0301 | 0.00498 | 1 | 0 | 167 | 556 | 210 | 5.2 | 6
205_495_1 | 205 | UNKNOWN125125 | Mohawk Valley | Mohawk Valley | 115 | 495 | UNKNOWN128052 | 115 | 1 | Closed | 0.04648 | 0.1922 | 0.03183 | 1 | 0 | 167 | 556 | 210 | 28.3 | 38.6
206_187_1 | 206 | UNKNOWN125129 | Mohawk Valley | Mohawk Valley | 115 | 187 | UNKNOWN125019 | 115 | 1 | Closed | 0.01431 | 0.05918 | 0.0098 | 1 | 0 | 167 | 556 | 210 | 10.2 | 11.9
208_1439_1 | 208 | GENEVA BORDER CITY | Central | Genesse | 115 | 1439 | TAP167223 | 115 | 1 | Closed | 0.02859 | 0.11824 | 0.01958 | 1 | 0 | 167 | 556 | 210 | 16.1 | 23.8
209_208_1 | 209 | GUARDIAN GLASS | Genesse | Central | 115 | 208 | GENEVA BORDER CITY | 115 | 1 | Closed | 0.00194 | 0.00801 | 0.00133 | 1 | 0 | 167 | 556 | 210 | 1.2 | 1.6
209_212_1 | 209 | GUARDIAN GLASS | Genesse | Genesse | 115 | 212 | UNKNOWN125140 | 115 | 1 | Closed | 0.01054 | 0.0436 | 0.00722 | 1 | 0 | 167 | 556 | 210 | 5.1 | 8.8
21_403_1 | 21 | UNKNOWN124157 | Mohawk Valley | Mohawk Valley | 115 | 403 | UNKNOWN125639 | 115 | 1 | Closed | 0.005 | 0.02069 | 0.00343 | 1 | 0 | 167 | 556 | 210 | 3.9 | 4.2
21_406_1 | 21 | UNKNOWN124157 | Mohawk Valley | Mohawk Valley | 115 | 406 | UNKNOWN125642 | 115 | 1 | Closed | 0.02031 | 0.06988 | 0.00859 | 1 | 0 | 116 | 556 | 145 | 11.4 | 12.1
210_1439_1 | 210 | UNKNOWN125137 | Genesse | Genesse | 115 | 1439 | TAP167223 | 115 | 1 | Closed | 3e-05 | 0.00012 | 2e-05 | 1 | 0 | 167 | 556 | 210 | 0 | 0
210_1458_1 | 210 | UNKNOWN125137 | Genesse | Genesse | 115 | 1458 | TAP173329 | 115 | 1 | Closed | 3e-05 | 0.00014 | 2e-05 | 1 | 0 | 167 | 556 | 210 | 0 | 0
212_29_1 | 212 | UNKNOWN125140 | Genesse | Central | 115 | 29 | UNKNOWN124194 | 115 | 1 | Closed | 0.01428 | 0.05907 | 0.00978 | 1 | 0 | 167 | 556 | 210 | 11 | 11.9
213_214_1 | 213 | STATION #199 | Genesse | Genesse | 115 | 214 | SLEIGHT RD | 115 | 1 | Closed | 0.02115 | 0.08744 | 0.01448 | 1 | 0 | 167 | 556 | 210 | 12.3 | 17.6
214_215_1 | 214 | SLEIGHT RD | Genesse | Genesse | 115 | 215 | UNKNOWN125151 | 115 | 1 | Closed | 0.01878 | 0.07765 | 0.01286 | 1 | 0 | 167 | 556 | 210 | 11 | 15.6
214_216_1 | 214 | SLEIGHT RD | Genesse | Genesse | 115 | 216 | QUAKER #121 | 115 | 1 | Closed | 0.02229 | 0.09216 | 0.01526 | 1 | 0 | 167 | 556 | 210 | 13.3 | 18.5
215_216_1 | 215 | UNKNOWN125151 | Genesse | Genesse | 115 | 216 | QUAKER #121 | 115 | 1 | Closed | 0.00413 | 0.01708 | 0.00283 | 1 | 0 | 167 | 556 | 210 | 2.3 | 3.4
216_218_1 | 216 | QUAKER #121 | Genesse | Genesse | 115 | 218 | STATION #230 | 115 | 1 | Closed | 0.0088 | 0.03514 | 0.00357 | 1 | 0 | 145 | 556 | 185 | 5.6 | 5.5
216_218_2 | 216 | QUAKER #121 | Genesse | Genesse | 115 | 218 | STATION #230 | 115 | 2 | Closed | 0.0088 | 0.03514 | 0.00357 | 1 | 0 | 145 | 556 | 185 | 5.6 | 5.5
216_222_1 | 216 | QUAKER #121 | Genesse | Genesse | 115 | 222 | UNKNOWN125159 | 115 | 1 | Closed | 0.0026 | 0.01077 | 0.00178 | 1 | 0 | 167 | 556 | 210 | 1.4 | 2.2
217_128_1 | 217 | UNKNOWN125153 | Genesse | Genesse | 115 | 128 | UNKNOWN124705 | 115 | 1 | Closed | 0.01557 | 0.06439 | 0.01066 | 1 | 0 | 167 | 556 | 210 | 8.6 | 12.9
218_220_1 | 218 | STATION #230 | Genesse | Genesse | 115 | 220 | SLOCUM RD | 115 | 1 | Closed | 0.0035 | 0.02613 | 0.00394 | 1 | 0 | 226 | 556 | 269 | 4.5 | 5
218_220_2 | 218 | STATION #230 | Genesse | Genesse | 115 | 220 | SLOCUM RD | 115 | 2 | Closed | 0.0035 | 0.02613 | 0.00394 | 1 | 0 | 226 | 556 | 269 | 4.5 | 5
220_1274_1 | 220 | SLOCUM RD | Genesse | Genesse | 115 | 1274 | UNKNOWN145100 | 115 | 1 | Closed | 0.01992 | 0.08236 | 0.01364 | 1 | 0 | 167 | 556 | 210 | 12.3 | 16.6
223_140_1 | 223 | UNKNOWN125161 | West | West | 115 | 140 | SOUTH PERRY | 115 | 1 | Closed | 0.00713 | 0.02947 | 0.00488 | 1 | 0 | 167 | 556 | 210 | 4.5 | 5.9
223_1565_1 | 223 | UNKNOWN125161 | West | West | 115 | 1565 | MEYER | 115 | 1 | Closed | 0.01958 | 0.08097 | 0.01341 | 1 | 0 | 167 | 556 | 210 | 13.3 | 16.3
225_1471_1 | 225 | AKZO SALT | West | West | 69 | 1471 | SOUTH PERRY | 69 | 1 | Closed | 0.08416 | 0.19132 | 0.00374 | 1 | 0 | 96 | 250 | 123 | 10.5 | 13.2
225_226_1 | 225 | AKZO SALT | West | West | 69 | 226 | YORK CENTER | 69 | 1 | Closed | 0.01897 | 0.04312 | 0.00084 | 1 | 0 | 96 | 250 | 123 | 3 | 3
226_1472_1 | 226 | YORK CENTER | West | Genesse | 69 | 1472 | GOLAH | 69 | 1 | Closed | 0.09336 | 0.21223 | 0.00415 | 1 | 0 | 96 | 250 | 123 | 10.5 | 14.7
227_247_1 | 227 | N LAKEVILLE | West | Genesse | 115 | 247 | UNKNOWN125190 | 115 | 1 | Closed | 0.004 | 0.0151 | 0.256 | 1 | 0 | 167 | 556 | 210 | 30.4 | 30.7
228_1472_1 | 228 | GOLAH | Genesse | Genesse | 115 | 1472 | GOLAH | 69 | 1 | Closed | 0.0032 | 0.1644 | 0 | 1 | 0 | 125 | 145 | 170 | 0 | 0
228_229_1 | 228 | GOLAH | Genesse | Genesse | 115 | 229 | MUMFORD | 115 | 1 | Closed | 0.01192 | 0.04929 | 0.00816 | 1 | 0 | 167 | 556 | 210 | 7.3 | 9.9
230_231_1 | 230 | N LE ROY | West | West | 115 | 231 | UNKNOWN125171 | 115 | 1 | Closed | 8e-05 | 0.00032 | 5e-05 | 1 | 0 | 167 | 556 | 210 | 0 | 0.1
230_232_1 | 230 | N LE ROY | West | West | 115 | 232 | LAPP | 115 | 1 | Closed | 0.0045 | 0.0186 | 0.00308 | 1 | 0 | 167 | 556 | 210 | 1.4 | 3.7
231_229_1 | 231 | UNKNOWN125171 | West | Genesse | 115 | 229 | MUMFORD | 115 | 1 | Closed | 0.01191 | 0.04923 | 0.00815 | 1 | 0 | 167 | 556 | 210 | 6.8 | 9.9
233_1388_1 | 233 | E BATAVIA | West | West | 115 | 1388 | TAP161087 | 115 | 1 | Closed | 0.00077 | 0.0032 | 0.00053 | 1 | 0 | 167 | 556 | 210 | 0.7 | 0.6
233_1389_1 | 233 | E BATAVIA | West | West | 115 | 1389 | TAP161088 | 115 | 1 | Closed | 0.00079 | 0.00326 | 0.00054 | 1 | 0 | 167 | 556 | 210 | 0.7 | 0.7
234_1333_1 | 234 | UNKNOWN125174 | West | West | 115 | 1333 | TAP155789 | 115 | 1 | Closed | 0.00013 | 0.00054 | 9e-05 | 1 | 0 | 167 | 556 | 210 | 0.1 | 0.1
235_1333_1 | 235 | UNKNOWN125175 | West | West | 115 | 1333 | TAP155789 | 115 | 1 | Closed | 6e-05 | 0.00025 | 4e-05 | 1 | 0 | 167 | 556 | 210 | 0 | 0
236_1334_1 | 236 | BATAVIA | West | West | 115 | 1334 | TAP155790 | 115 | 1 | Closed | 0.00019 | 0.00077 | 0.00013 | 1 | 0 | 167 | 556 | 210 | 0.1 | 0.2
236_1417_1 | 236 | BATAVIA | West | West | 115 | 1417 | TAP161770 | 115 | 1 | Closed | 0.01252 | 0.05179 | 0.00858 | 1 | 0 | 167 | 556 | 210 | 9.4 | 10.4
237_1390_1 | 237 | UNKNOWN125178 | West | West | 115 | 1390 | TAP161089 | 115 | 1 | Closed | 0.00021 | 0.00085 | 0.00014 | 1 | 0 | 167 | 556 | 210 | 0.1 | 0.2
238_1390_1 | 238 | OAKFIELD | West | West | 115 | 1390 | TAP161089 | 115 | 1 | Closed | 0.00011 | 0.00046 | 8e-05 | 1 | 0 | 167 | 556 | 210 | 0.1 | 0.1
240_1381_1 | 240 | W HAMLIN | Genesse | Genesse | 115 | 1381 | TAP161059 | 115 | 1 | Closed | 0.00953 | 0.03941 | 0.00653 | 1 | 0 | 167 | 556 | 210 | 5.8 | 7.9
241_1382_1 | 241 | UNKNOWN125183 | Genesse | Genesse | 115 | 1382 | TAP161060 | 115 | 1 | Closed | 9e-05 | 0.00038 | 6e-05 | 1 | 0 | 167 | 556 | 210 | 0.1 | 0.1
242_1408_1 | 242 | UNKNOWN125185 | Genesse | Genesse | 115 | 1408 | RISER161223 | 115 | 1 | Closed | 0.00021 | 0.00085 | 0.00014 | 1 | 0 | 167 | 556 | 210 | 0.1 | 0.2
242_1409_1 | 242 | UNKNOWN125185 | Genesse | Genesse | 115 | 1409 | RISER161224 | 115 | 1 | Closed | 0.00043 | 0.00192 | 0.00032 | 1 | 0 | 185 | 556 | 210 | 0.3 | 0.4
242_244_1 | 242 | UNKNOWN125185 | Genesse | Genesse | 115 | 244 | UNKNOWN125187 | 115 | 1 | Closed | 0.00681 | 0.02816 | 0.00466 | 1 | 0 | 167 | 556 | 210 | 4 | 5.7
242_248_1 | 242 | UNKNOWN125185 | Genesse | Genesse | 115 | 248 | UNKNOWN125194 | 115 | 1 | Closed | 0.00521 | 0.02156 | 0.00357 | 1 | 0 | 167 | 556 | 210 | 3.5 | 4.3
243_1551_1 | 243 | UNKNOWN125186 | Genesse | Genesse | 115 | 1551 | ROCHESTER #80 | 115 | 1 | Closed | 0.00705 | 0.02915 | 0.00483 | 1 | 0 | 167 | 556 | 210 | 4.1 | 5.9
246_247_EQ | 246 | UNKNOWN125189 | Genesse | Genesse | 115 | 247 | UNKNOWN125190 | 115 | EQ | Closed | 0.00475 | 0.01964 | 0.00325 | 1 | 0 | 167 | 556 | 210 | 2.9 | 3.9
249_1381_1 | 249 | BROCKPORT | Genesse | Genesse | 115 | 1381 | TAP161059 | 115 | 1 | Closed | 0.00016 | 0.00068 | 0.00011 | 1 | 0 | 167 | 556 | 210 | 0.1 | 0.1
25_83_1 | 25 | UNKNOWN124163 | Mohawk Valley | Mohawk Valley | 115 | 83 | UNKNOWN124528 | 115 | 1 | Closed | 0.0105 | 0.04341 | 0.00719 | 1 | 0 | 167 | 556 | 210 | 6.5 | 8.7
250_1424_1 | 250 | UNKNOWN125198 | Genesse | Genesse | 115 | 1424 | RISER166921 | 115 | 1 | Closed | 0.0052 | 0.02149 | 0.00356 | 1 | 0 | 167 | 556 | 210 | 3.6 | 4.3
252_1297_1 | 252 | SHELBY | West | West | 115 | 1297 | SOUR SPRINGS SWITCH | 115 | 1 | Closed | 0.00512 | 0.02119 | 0.00351 | 1 | 0 | 167 | 556 | 210 | 4.3 | 4.3
253_1110_1 | 253 | TELEGRAPH RD | West | West | 115 | 1110 | SHELDON SWITCH | 115 | 1 | Closed | 0.00505 | 0.02086 | 0.00345 | 1 | 0 | 167 | 556 | 210 | 3.9 | 4.2
253_1379_1 | 253 | TELEGRAPH RD | West | West | 115 | 1379 | ALABAMA SWITCH | 115 | 1 | Closed | 0.0061 | 0.02522 | 0.00418 | 1 | 0 | 167 | 556 | 210 | 4.2 | 5.1
254_1243_1 | 254 | LAPEER | Central | Central | 345 | 1243 | LAFAYETTE | 345 | 1 | Closed | 0.00124 | 0.01898 | 0.49058 | 1 | 0 | 1216 | 2454 | 1804 | 36.5 | 47.7
254_1473_1 | 254 | LAPEER | Central | Central | 345 | 1473 | LAPEER | 115 | 1 | Closed | 0.0006 | 0.0524 | 0 | 1 | 0 | 417 | 518 | 599 | 0 | 0
256_1431_1 | 256 | UNKNOWN125293 | West | West | 115 | 1431 | TAP166948 | 115 | 1 | Closed | 0.00556 | 0.02301 | 0.00381 | 1 | 0 | 167 | 556 | 210 | 2.4 | 4.6
26_1468_1 | 26 | UNKNOWN124169 | NYC | NYC | 345 | 1468 | UNKNOWN124169 | 138 | 1 | Closed | 0.00124 | 0.0559 | 0 | 1 | 0 | 1347 | 1347 | 1347 | 0 | 0
26_557_1 | 26 | UNKNOWN124169 | NYC | NYC | 345 | 557 | EAST ASTORIA | 345 | 1 | Closed | 1e-05 | 0.00019 | 0.00501 | 1 | 0 | 1216 | 2454 | 1804 | 0.3 | 0.5
26_557_2 | 26 | UNKNOWN124169 | NYC | NYC | 345 | 557 | EAST ASTORIA | 345 | 2 | Closed | 1e-05 | 0.00018 | 0.00468 | 1 | 0 | 1216 | 2454 | 1804 | 0.3 | 0.5
264_1571_1 | 264 | UNKNOWN125301 | West | West | 115 | 1571 | PACKARD | 115 | 1 | Closed | 0.00158 | 0.00651 | 0.00108 | 1 | 0 | 167 | 556 | 210 | 1.1 | 1.3
264_1571_2 | 264 | UNKNOWN125301 | West | West | 115 | 1571 | PACKARD | 115 | 2 | Closed | 0.00157 | 0.00649 | 0.00107 | 1 | 0 | 167 | 556 | 210 | 1.1 | 1.3
264_278_1 | 264 | UNKNOWN125301 | West | West | 115 | 278 | UNKNOWN125346 | 115 | 1 | Closed | 0.00263 | 0.01088 | 0.0018 | 1 | 0 | 167 | 556 | 210 | 1.6 | 2.2
265_951_1 | 265 | SWANN RD | West | West | 115 | 951 | INDIAN HILL SWITCH | 115 | 1 | Closed | 0.00319 | 0.01319 | 0.00218 | 1 | 0 | 167 | 556 | 210 | 2.6 | 2.6
265_951_2 | 265 | SWANN RD | West | West | 115 | 951 | INDIAN HILL SWITCH | 115 | 2 | Closed | 0.00317 | 0.01312 | 0.00217 | 1 | 0 | 167 | 556 | 210 | 2.6 | 2.6
266_1428_1 | 266 | UNKNOWN125330 | West | West | 115 | 1428 | DEADEND166945 | 115 | 1 | Closed | 0.00091 | 0.00376 | 0.00062 | 1 | 0 | 556 | 556 | 556 | 0.6 | 0.8
266_1428_2 | 266 | UNKNOWN125330 | West | West | 115 | 1428 | DEADEND166945 | 115 | 2 | Closed | 0.00091 | 0.00376 | 0.00062 | 1 | 0 | 556 | 556 | 556 | 0.6 | 0.8
266_1429_1 | 266 | UNKNOWN125330 | West | West | 115 | 1429 | DEADEND166946 | 115 | 1 | Closed | 0.00089 | 0.00367 | 0.00061 | 1 | 0 | 167 | 556 | 210 | 0.6 | 0.7
266_1569_1 | 266 | UNKNOWN125330 | West | West | 115 | 1569 | NIAGARA | 115 | 1 | Closed | 0.00152 | 0.00627 | 0.00104 | 1 | 0 | 167 | 556 | 210 | 1 | 1.3
269_1110_1 | 269 | LOCKPORT | West | West | 115 | 1110 | SHELDON SWITCH | 115 | 1 | Closed | 0.01993 | 0.08241 | 0.01365 | 1 | 0 | 167 | 556 | 210 | 12.1 | 16.6
269_1280_1 | 269 | LOCKPORT | West | West | 115 | 1280 | STATION 138 | 115 | 1 | Closed | 0.00657 | 0.02716 | 0.0045 | 1 | 0 | 167 | 556 | 210 | 4.6 | 5.5
269_1372_1 | 269 | LOCKPORT | West | West | 115 | 1372 | TAP161013 | 115 | 1 | Closed | 0.01021 | 0.04222 | 0.00699 | 1 | 0 | 167 | 556 | 210 | 6.2 | 8.5
269_1373_1 | 269 | LOCKPORT | West | West | 115 | 1373 | TAP161014 | 115 | 1 | Closed | 0.01017 | 0.04206 | 0.00696 | 1 | 0 | 167 | 556 | 210 | 6.2 | 8.5
269_1380_1 | 269 | LOCKPORT | West | West | 115 | 1380 | TAP161058 | 115 | 1 | Closed | 0.01914 | 0.07917 | 0.01311 | 1 | 0 | 167 | 556 | 210 | 11.4 | 15.9
269_1449_1 | 269 | LOCKPORT | West | West | 115 | 1449 | DEADEND172054 | 115 | 1 | Closed | 0.00468 | 0.01936 | 0.00321 | 1 | 0 | 167 | 556 | 210 | 3 | 3.9
269_1450_1 | 269 | LOCKPORT | West | West | 115 | 1450 | DEADEND172055 | 115 | 1 | Closed | 0.00464 | 0.01918 | 0.00318 | 1 | 0 | 167 | 556 | 210 | 3 | 3.9
269_270_1 | 269 | LOCKPORT | West | West | 115 | 270 | HINMAN | 115 | 1 | Closed | 0.00018 | 0.00075 | 0.00013 | 1 | 0 | 220 | 556 | 286 | 0.1 | 0.2
269_270_2 | 269 | LOCKPORT | West | West | 115 | 270 | HINMAN | 115 | 2 | Closed | 0.00018 | 0.00075 | 0.00013 | 1 | 0 | 220 | 556 | 286 | 0.1 | 0.2
269_270_3 | 269 | LOCKPORT | West | West | 115 | 270 | HINMAN | 115 | 3 | Closed | 0.00018 | 0.00075 | 0.00013 | 1 | 0 | 220 | 556 | 286 | 0.1 | 0.2
270_271_1 | 270 | HINMAN | West | West | 115 | 271 | UNKNOWN125339 | 115 | 1 | Closed | 0.00053 | 0.0022 | 0.00037 | 1 | 0 | 220 | 556 | 280 | 0.3 | 0.4
271_1562_1 | 271 | UNKNOWN125339 | West | West | 115 | 1562 | ROBINSON ROAD | 115 | 1 | Closed | 0.00109 | 0.0045 | 0.00074 | 1 | 0 | 167 | 556 | 210 | 0.7 | 0.9
271_1562_2 | 271 | UNKNOWN125339 | West | West | 115 | 1562 | ROBINSON ROAD | 115 | 2 | Closed | 0.0012 | 0.00494 | 0.00082 | 1 | 0 | 167 | 556 | 210 | 0.7 | 1
271_274_1 | 271 | UNKNOWN125339 | West | West | 115 | 274 | UNKNOWN125342 | 115 | 1 | Closed | 0.00136 | 0.00563 | 0.00093 | 1 | 0 | 167 | 556 | 210 | 0.8 | 1.1
272_1280_1 | 272 | UNKNOWN125340 | West | West | 115 | 1280 | STATION 138 | 115 | 1 | Closed | 0.00013 | 0.00054 | 9e-05 | 1 | 0 | 167 | 556 | 210 | 0.1 | 0.1
274_275_1 | 274 | UNKNOWN125342 | West | West | 115 | 275 | UNKNOWN125343 | 115 | 1 | Closed | 0.00026 | 0.00108 | 0.00018 | 1 | 0 | 167 | 556 | 210 | 0.2 | 0.2
276_1373_1 | 276 | SANBORN | West | West | 115 | 1373 | TAP161014 | 115 | 1 | Closed | 5e-05 | 0.00022 | 4e-05 | 1 | 0 | 167 | 556 | 210 | 0 | 0
277_1372_1 | 277 | SANBORN | West | West | 115 | 1372 | TAP161013 | 115 | 1 | Closed | 6e-05 | 0.00026 | 4e-05 | 1 | 0 | 167 | 556 | 210 | 4.8 | 0.1
277_1373_1 | 277 | SANBORN | West | West | 115 | 1373 | TAP161014 | 115 | 1 | Closed | 6e-05 | 0.00025 | 4e-05 | 1 | 0 | 167 | 556 | 210 | 4.8 | 0
279_286_1 | 279 | UNKNOWN125347 | West | West | 115 | 286 | UNKNOWN125354 | 115 | 1 | Closed | 0.0015 | 0.00619 | 0.00102 | 1 | 0 | 167 | 556 | 210 | 0.8 | 1.2
279_286_2 | 279 | UNKNOWN125347 | West | West | 115 | 286 | UNKNOWN125354 | 115 | 2 | Closed | 0.00151 | 0.00624 | 0.00103 | 1 | 0 | 167 | 556 | 210 | 0.8 | 1.3
29_152_1 | 29 | UNKNOWN124194 | Central | Central | 115 | 152 | UNKNOWN124830 | 115 | 1 | Closed | 0.00852 | 0.03523 | 0.00583 | 1 | 0 | 167 | 556 | 210 | 5.3 | 7.1
290_291_1 | 290 | CLOVERBANK | West | West | 115 | 291 | SHALETON | 115 | 1 | Closed | 0.00246 | 0.01017 | 0.00168 | 1 | 0 | 167 | 556 | 210 | 1.7 | 2
290_291_2 | 290 | CLOVERBANK | West | West | 115 | 291 | SHALETON | 115 | 2 | Closed | 0.00246 | 0.01017 | 0.00168 | 1 | 0 | 167 | 556 | 210 | 1.7 | 2
294_1246_1 | 294 | NEW GARDENVILLE | West | West | 230 | 1246 | GARDENVILLE | 230 | 1 | Closed | 9e-05 | 0.00074 | 0.00282 | 1 | 0 | 453 | 936 | 579 | 0.2 | 0.7
294_1246_2 | 294 | NEW GARDENVILLE | West | West | 230 | 1246 | GARDENVILLE | 230 | 2 | Closed | 7e-05 | 0.00054 | 0.00207 | 1 | 0 | 453 | 936 | 579 | 0.2 | 0.5
294_1246_3 | 294 | NEW GARDENVILLE | West | West | 230 | 1246 | GARDENVILLE | 230 | 3 | Closed | 5e-05 | 0.00041 | 0.00156 | 1 | 0 | 453 | 936 | 579 | 0.2 | 0.4
294_1246_4 | 294 | NEW GARDENVILLE | West | West | 230 | 1246 | GARDENVILLE | 230 | 4 | Closed | 5e-05 | 0.0004 | 0.00154 | 1 | 0 | 453 | 936 | 579 | 0.2 | 0.4
294_1246_5 | 294 | NEW GARDENVILLE | West | West | 230 | 1246 | GARDENVILLE | 230 | 5 | Closed | 5e-05 | 0.00041 | 0.00155 | 1 | 0 | 453 | 936 | 579 | 0.2 | 0.4
294_1246_6 | 294 | NEW GARDENVILLE | West | West | 230 | 1246 | GARDENVILLE | 230 | 6 | Closed | 0.0001 | 0.00082 | 0.00312 | 1 | 0 | 453 | 936 | 579 | 0.2 | 0.8
294_1474_1 | 294 | NEW GARDENVILLE | West | West | 230 | 1474 | NEW GARDENVILLE | 115 | 1 | Closed | 0.00149 | 0.0623 | 0 | 1 | 0 | 326 | 369 | 423 | 0 | 0
294_298_1 | 294 | NEW GARDENVILLE | West | West | 230 | 298 | SENECA TERMINAL | 230 | 1 | Closed | 0.00055 | 0.00439 | 0.01676 | 1 | 0 | 453 | 936 | 579 | 2.7 | 4.2
295_1563_1 | 295 | UNKNOWN125363 | West | West | 115 | 1563 | STOLLE ROAD | 115 | 1 | Closed | 0.02739 | 0.11326 | 0.01875 | 1 | 0 | 167 | 556 | 210 | 12.1 | 22.8
296_973_1 | 296 | UNKNOWN125366 | West | West | 115 | 973 | TAP139839 | 115 | 1 | Closed | 9e-05 | 0.00037 | 6e-05 | 1 | 0 | 167 | 556 | 210 | 0.1 | 0.1
298_1315_1 | 298 | SENECA TERMINAL | West | West | 230 | 1315 | ELM ST | 230 | 1 | Closed | 0.00055 | 0.0044 | 0.01678 | 1 | 0 | 453 | 936 | 579 | 2.7 | 4.2
298_1475_1 | 298 | SENECA TERMINAL | West | West | 230 | 1475 | SENECA TERMINAL | 115 | 1 | Closed | 0.00149 | 0.0623 | 0 | 1 | 0 | 326 | 369 | 423 | 0 | 0
30_131_1 | 30 | UNKNOWN124195 | Central | Central | 115 | 131 | UNKNOWN124716 | 115 | 1 | Closed | 0.00843 | 0.03485 | 0.00577 | 1 | 0 | 167 | 556 | 210 | 5.2 | 7
30_55_1 | 30 | UNKNOWN124195 | Central | Central | 115 | 55 | UNKNOWN124257 | 115 | 1 | Closed | 0.02366 | 0.09785 | 0.0162 | 1 | 0 | 167 | 556 | 210 | 14.5 | 19.7
300_301_1 | 300 | UNKNOWN125370 | West | West | 115 | 301 | STATION 153 | 115 | 1 | Closed | 0.0004 | 0.00164 | 0.00027 | 1 | 0 | 167 | 556 | 210 | 0.2 | 0.3
302_303_1 | 302 | UNKNOWN125372 | West | West | 115 | 303 | UNKNOWN125373 | 115 | 1 | Closed | 0.00015 | 0.00062 | 0.0001 | 1 | 0 | 167 | 556 | 210 | 0.1 | 0.1
302_304_1 | 302 | UNKNOWN125372 | West | West | 115 | 304 | UNKNOWN125374 | 115 | 1 | Closed | 9e-05 | 0.00038 | 6e-05 | 1 | 0 | 167 | 556 | 210 | 0 | 0.1
305_1345_1 | 305 | UNKNOWN125375 | West | West | 115 | 1345 | TAP156241 | 115 | 1 | Closed | 6e-05 | 0.00027 | 4e-05 | 1 | 0 | 167 | 556 | 210 | 0 | 0.1
310_1435_1 | 310 | UNKNOWN125404 | West | West | 115 | 1435 | TAP166952 | 115 | 1 | Closed | 0.00038 | 0.00158 | 0.00026 | 1 | 0 | 167 | 556 | 210 | 0.2 | 0.3
310_1566_1 | 310 | UNKNOWN125404 | West | West | 115 | 1566 | HUNTLEY | 115 | 1 | Closed | 0.00072 | 0.00297 | 0.00049 | 1 | 0 | 167 | 556 | 210 | 0.4 | 0.6
313_1476_1 | 313 | CAMPUS | West | West | 230 | 1476 | CAMPUS | 115 | 1 | Closed | 0.00149 | 0.0623 | 0 | 1 | 0 | 326 | 369 | 423 | 0 | 0
315_1261_1 | 315 | SAWYER AVE | West | West | 230 | 1261 | HUNTLEY | 230 | 1 | Closed | 0.00018 | 0.00143 | 0.00547 | 1 | 0 | 453 | 936 | 579 | 0.9 | 1.4
315_1261_2 | 315 | SAWYER AVE | West | West | 230 | 1261 | HUNTLEY | 230 | 2 | Closed | 0.00018 | 0.00142 | 0.00541 | 1 | 0 | 453 | 936 | 579 | 0.9 | 1.4
32_31_1 | 32 | UNKNOWN124199 | Capital | Capital | 115 | 31 | UNKNOWN124198 | 115 | 1 | Closed | 0.0006 | 0.0027 | 0.00044 | 1 | 0 | 135 | 556 | 175 | 0.5 | 0.5
32_474_1 | 32 | UNKNOWN124199 | Capital | Capital | 115 | 474 | SPIER FALLS | 115 | 1 | Closed | 0.00565 | 0.02337 | 0.00387 | 1 | 0 | 167 | 556 | 210 | 3 | 4.7
32_678_2 | 32 | UNKNOWN124199 | Capital | Capital | 115 | 678 | TAP135767 | 115 | 2 | Closed | 0.006 | 0.027 | 0.0044 | 1 | 0 | 167 | 556 | 210 | 5.3 | 5.4
32_84_1 | 32 | UNKNOWN124199 | Capital | Capital | 115 | 84 | UNKNOWN124529 | 115 | 1 | Closed | 0.0108 | 0.0428 | 0.0055 | 1 | 0 | 120 | 556 | 120 | 7.3 | 7.6
323_1566_1 | 323 | UNKNOWN125422 | West | West | 115 | 1566 | HUNTLEY | 115 | 1 | Closed | 0.00927 | 0.03834 | 0.00635 | 1 | 0 | 167 | 556 | 210 | 5.3 | 7.7
324_1378_1 | 324 | UNKNOWN125426 | West | West | 115 | 1378 | TAP161025 | 115 | 1 | Closed | 6e-05 | 0.00023 | 4e-05 | 1 | 0 | 167 | 556 | 210 | 0 | 0
327_1374_1 | 327 | AYER RD | West | West | 115 | 1374 | TAP161015 | 115 | 1 | Closed | 0.00381 | 0.01577 | 0.00261 | 1 | 0 | 167 | 556 | 210 | 2 | 3.2
327_1375_1 | 327 | AYER RD | West | West | 115 | 1375 | TAP161016 | 115 | 1 | Closed | 0.00381 | 0.01577 | 0.00261 | 1 | 0 | 167 | 556 | 210 | 2 | 3.2
329_333_1 | 329 | TILDEN | Central | Central | 115 | 333 | HARRIS | 115 | 1 | Closed | 0.01084 | 0.04482 | 0.00742 | 1 | 0 | 167 | 556 | 210 | 6.3 | 9
329_335_1 | 329 | TILDEN | Central | Central | 115 | 335 | SOUTHWOOD | 115 | 1 | Closed | 0.00402 | 0.01663 | 0.00275 | 1 | 0 | 167 | 556 | 210 | 2.3 | 3.3
33_140_1 | 33 | UNKNOWN124200 | West | West | 115 | 140 | SOUTH PERRY | 115 | 1 | Closed | 0.00862 | 0.03565 | 0.0059 | 1 | 0 | 167 | 556 | 210 | 5.2 | 7.2
33_1469_1 | 33 | UNKNOWN124200 | West | West | 115 | 1469 | UNKNOWN124224 | 115 | 1 | Closed | 0.01066 | 0.04408 | 0.0073 | 1 | 0 | 167 | 556 | 210 | 7.8 | 8.9
330_1243_1 | 330 | UNKNOWN125433 | Central | Central | 345 | 1243 | LAFAYETTE | 345 | 1 | Closed | 4e-05 | 0.00057 | 0.01474 | 1 | 0 | 1216 | 2454 | 1804 | 1 | 1.4
330_331_1 | 330 | UNKNOWN125433 | Central | Central | 345 | 331 | UNKNOWN125434 | 345 | 1 | Closed | 2e-05 | 0.00023 | 0.00601 | 1 | 0 | 1216 | 2454 | 1804 | 0.4 | 0.6
331_332_1 | 331 | UNKNOWN125434 | Central | Central | 345 | 332 | ELBRIDGE | 345 | 1 | Closed | 0.00054 | 0.00818 | 0.21135 | 1 | 0 | 1216 | 2454 | 1804 | 13.2 | 20.5
332_1236_1 | 332 | ELBRIDGE | Central | Central | 345 | 1236 | OSWEGO | 345 | 1 | Closed | 0.00095 | 0.01444 | 0.37333 | 1 | 0 | 1216 | 2454 | 1804 | 29.5 | 36.3
332_1477_1 | 332 | ELBRIDGE | Central | Central | 345 | 1477 | ELBRIDGE | 115 | 1 | Closed | 0.0006 | 0.0524 | 0 | 1 | 0 | 417 | 518 | 599 | 0 | 0
333_334_1 | 333 | HARRIS | Central | Central | 115 | 334 | UNKNOWN125437 | 115 | 1 | Closed | 0.00419 | 0.01734 | 0.00287 | 1 | 0 | 167 | 556 | 210 | 3.1 | 3.5
334_1397_1 | 334 | UNKNOWN125437 | Central | Central | 115 | 1397 | TAP161178 | 115 | 1 | Closed | 0.00129 | 0.00534 | 0.00088 | 1 | 0 | 167 | 556 | 210 | 0.8 | 1.1
334_1398_1 | 334 | UNKNOWN125437 | Central | Central | 115 | 1398 | TAP161179 | 115 | 1 | Closed | 0.00148 | 0.0061 | 0.00101 | 1 | 0 | 167 | 556 | 210 | 0.9 | 1.2
334_1399_1 | 334 | UNKNOWN125437 | Central | Central | 115 | 1399 | TAP161180 | 115 | 1 | Closed | 0.00078 | 0.00323 | 0.00054 | 1 | 0 | 167 | 556 | 210 | 0.5 | 0.7
335_336_1 | 335 | SOUTHWOOD | Central | Central | 115 | 336 | PEBBLE HILL | 115 | 1 | Closed | 0.00366 | 0.01513 | 0.00251 | 1 | 0 | 167 | 556 | 210 | 2.4 | 3
336_1478_1 | 336 | PEBBLE HILL | Central | Central | 115 | 1478 | DEWITT | 115 | 1 | Closed | 0.00323 | 0.01337 | 0.00221 | 1 | 0 | 167 | 556 | 210 | 2.1 | 2.7
336_344_1 | 336 | PEBBLE HILL | Central | Central | 115 | 344 | UNKNOWN125447 | 115 | 1 | Closed | 0.0048 | 0.01984 | 0.00328 | 1 | 0 | 167 | 556 | 210 | 2.3 | 4
337_1237_1 | 337 | DEWITT | Central | Central | 345 | 1237 | CLAY | 345 | 1 | Closed | 0.00049 | 0.00744 | 0.19225 | 1 | 0 | 1216 | 2454 | 1804 | 12.2 | 18.7
337_1243_1 | 337 | DEWITT | Central | Central | 345 | 1243 | LAFAYETTE | 345 | 1 | Closed | 0.00027 | 0.00411 | 0.10625 | 1 | 0 | 1216 | 2454 | 1804 | 6.4 | 10.3
337_1478_1 | 337 | DEWITT | Central | Central | 345 | 1478 | DEWITT | 115 | 1 | Closed | 0.0006 | 0.0524 | 0 | 1 | 0 | 417 | 518 | 599 | 0 | 0
343_1294_1 | 343 | UNKNOWN125446 | Central | Central | 115 | 1294 | TEMPLE STATION 243 | 115 | 1 | Closed | 0.00342 | 0.01414 | 0.00234 | 1 | 0 | 167 | 556 | 210 | 1.9 | 2.8
35_191_1 | 35 | UNKNOWN124202 | North | North | 115 | 191 | UNKNOWN125029 | 115 | 1 | Closed | 0.01727 | 0.07139 | 0.01182 | 1 | 0 | 167 | 556 | 210 | 13 | 14.4
35_36_1 | 35 | UNKNOWN124202 | North | North | 115 | 36 | UNKNOWN124203 | 115 | 1 | Closed | 0.00018 | 0.00076 | 0.00013 | 1 | 0 | 175 | 563 | 175 | 0.1 | 0.2
35_36_2 | 35 | UNKNOWN124202 | North | North | 115 | 36 | UNKNOWN124203 | 115 | 2 | Closed | 0.00018 | 0.00076 | 0.00013 | 1 | 0 | 175 | 563 | 175 | 0.1 | 0.2
35_485_1 | 35 | UNKNOWN124202 | North | North | 115 | 485 | UNKNOWN127973 | 115 | 1 | Closed | 0.01865 | 0.07712 | 0.01277 | 1 | 0 | 116 | 556 | 145 | 13.9 | 15.5
35_485_2 | 35 | UNKNOWN124202 | North | North | 115 | 485 | UNKNOWN127973 | 115 | 2 | Closed | 0.01865 | 0.07712 | 0.01277 | 1 | 0 | 116 | 556 | 145 | 13.9 | 15.5
353_1460_1 | 353 | S OSWEGO | Central | Central | 115 | 1460 | TAP173533 | 115 | 1 | Closed | 0.00075 | 0.0031 | 0.00051 | 1 | 0 | 167 | 556 | 210 | 0.6 | 0.6
353_354_1 | 353 | S OSWEGO | Central | Central | 115 | 354 | UNKNOWN125473 | 115 | 1 | Closed | 0.01588 | 0.06565 | 0.01087 | 1 | 0 | 167 | 556 | 210 | 11 | 13.2
353_355_1 | 353 | S OSWEGO | Central | Central | 115 | 355 | BRISTOL HILL | 115 | 1 | Closed | 0.01464 | 0.06055 | 0.01003 | 1 | 0 | 167 | 556 | 210 | 9.3 | 12.2
353_359_1 | 353 | S OSWEGO | Central | Central | 115 | 359 | PALOMA | 115 | 1 | Closed | 0.00106 | 0.00438 | 0.00073 | 1 | 0 | 167 | 556 | 210 | 0.6 | 0.9
356_1462_1 | 356 | UNKNOWN125475 | Central | Central | 115 | 1462 | TAP173588 | 115 | 1 | Closed | 0.00328 | 0.01355 | 0.00224 | 1 | 0 | 211 | 211 | 211 | 2.3 | 2.7
356_1556_1 | 356 | UNKNOWN125475 | Central | Central | 115 | 1556 | SITHE | 115 | 1 | Closed | 0.00165 | 0.00683 | 0.00113 | 1 | 0 | 211 | 211 | 211 | 0.9 | 1.4
357_1239_1 | 357 | UNKNOWN125476 | Central | Central | 345 | 1239 | SCRIBA | 345 | 1 | Closed | 2e-05 | 0.00024 | 0.00613 | 1 | 0 | 1216 | 2454 | 1804 | 0.5 | 0.6
357_1239_2 | 357 | UNKNOWN125476 | Central | Central | 345 | 1239 | SCRIBA | 345 | 2 | Closed | 2e-05 | 0.00024 | 0.00614 | 1 | 0 | 1216 | 2454 | 1804 | 0.5 | 0.6
357_1479_1 | 357 | UNKNOWN125476 | Central | Central | 345 | 1479 | UNKNOWN125476 | 115 | 1 | Closed | 0.0006 | 0.0524 | 0 | 1 | 0 | 417 | 518 | 599 | 0 | 0
358_1241_1 | 358 | UNKNOWN125477 | Central | Central | 345 | 1241 | SITHE | 345 | 1 | Closed | 1e-05 | 0.00022 | 0.00572 | 1 | 0 | 2454 | 2454 | 2454 | 0.3 | 0.6
358_1241_2 | 358 | UNKNOWN125477 | Central | Central | 345 | 1241 | SITHE | 345 | 2 | Closed | 1e-05 | 0.00019 | 0.00482 | 1 | 0 | 2454 | 2454 | 2454 | 0.3 | 0.5
36_190_1 | 36 | UNKNOWN124203 | North | North | 115 | 190 | UNKNOWN125027 | 115 | 1 | Closed | 0.02914 | 0.1205 | 0.01995 | 1 | 0 | 167 | 556 | 210 | 15 | 24.2
36_192_1 | 36 | UNKNOWN124203 | North | North | 115 | 192 | UNKNOWN125031 | 115 | 1 | Closed | 0.00793 | 0.03281 | 0.00543 | 1 | 0 | 175 | 556 | 175 | 4.8 | 6.6
36_192_2 | 36 | UNKNOWN124203 | North | North | 115 | 192 | UNKNOWN125031 | 115 | 2 | Closed | 0.00793 | 0.03281 | 0.00543 | 1 | 0 | 175 | 556 | 175 | 4.8 | 6.6
363_1192_1 | 363 | UNKNOWN125565 | Central | Central | 115 | 1192 | TAP141072 | 115 | 1 | Closed | 0.00213 | 0.00882 | 0.00146 | 1 | 0 | 167 | 556 | 210 | 1.1 | 1.8
363_355_1 | 363 | UNKNOWN125565 | Central | Central | 115 | 355 | BRISTOL HILL | 115 | 1 | Closed | 0.00093 | 0.00386 | 0.00064 | 1 | 0 | 167 | 556 | 210 | 0.5 | 0.8
37_270_1 | 37 | UNKNOWN124205 | West | West | 115 | 270 | HINMAN | 115 | 1 | Closed | 0.00261 | 0.01077 | 0.00178 | 1 | 0 | 167 | 556 | 210 | 1.3 | 2.2
37_270_2 | 37 | UNKNOWN124205 | West | West | 115 | 270 | HINMAN | 115 | 2 | Closed | 0.00334 | 0.01382 | 0.00229 | 1 | 0 | 167 | 556 | 210 | 1.3 | 2.8
37_273_1 | 37 | UNKNOWN124205 | West | West | 115 | 273 | UNKNOWN125341 | 115 | 1 | Closed | 0.00153 | 0.00631 | 0.00104 | 1 | 0 | 167 | 556 | 210 | 0.7 | 1.3
371_372_1 | 371 | UNKNOWN125575 | Mohawk Valley | Mohawk Valley | 115 | 372 | UNKNOWN125576 | 115 | 1 | Closed | 0.01215 | 0.05023 | 0.00832 | 1 | 0 | 167 | 556 | 210 | 5.8 | 10.1
372_373_1 | 372 | UNKNOWN125576 | Mohawk Valley | Mohawk Valley | 115 | 373 | UNKNOWN125577 | 115 | 1 | Closed | 0.01859 | 0.07686 | 0.01273 | 1 | 0 | 167 | 556 | 210 | 13.3 | 15.5
378_1285_1 | 378 | UNKNOWN125582 | Mohawk Valley | Mohawk Valley | 115 | 1285 | UNKNOWN145214 | 115 | 1 | Closed | 0.0075 | 0.03102 | 0.00514 | 1 | 0 | 167 | 556 | 210 | 4.6 | 6.2
378_916_1 | 378 | UNKNOWN125582 | Mohawk Valley | Mohawk Valley | 115 | 916 | TAP139307 | 115 | 1 | Closed | 0.00567 | 0.02343 | 0.00388 | 1 | 0 | 167 | 556 | 210 | 4.1 | 4.7
379_1285_1 | 379 | UNKNOWN125583 | Mohawk Valley | Mohawk Valley | 115 | 1285 | UNKNOWN145214 | 115 | 1 | Closed | 0.0016 | 0.0066 | 0.00109 | 1 | 0 | 167 | 556 | 210 | 1.2 | 1.3
38_91_1 | 38 | BLISS WINDPARK | West | West | 115 | 91 | UNKNOWN124580 | 115 | 1 | Closed | 0.00853 | 0.03527 | 0.00584 | 1 | 0 | 167 | 556 | 210 | 5.2 | 7.1
38_97_1 | 38 | BLISS WINDPARK | West | Genesse | 115 | 97 | UNKNOWN124586 | 115 | 1 | Closed | 0.01486 | 0.06145 | 0.01018 | 1 | 0 | 167 | 556 | 210 | 10.8 | 12.4
380_1306_1 | 380 | ONEIDA | Mohawk Valley | Mohawk Valley | 115 | 1306 | PETERBORO | 115 | 1 | Closed | 0.01028 | 0.04251 | 0.00704 | 1 | 0 | 167 | 556 | 210 | 6.1 | 8.5
380_171_1 | 380 | ONEIDA | Mohawk Valley | Central | 115 | 171 | TEAL | 115 | 1 | Closed | 0.04424 | 0.18295 | 0.03029 | 1 | 0 | 167 | 556 | 210 | 24.9 | 36.8
380_381_1 | 380 | ONEIDA | Mohawk Valley | Mohawk Valley | 115 | 381 | UNKNOWN125598 | 115 | 1 | Closed | 0.00362 | 0.01495 | 0.00248 | 1 | 0 | 167 | 556 | 210 | 2.2 | 3
380_383_1 | 380 | ONEIDA | Mohawk Valley | Mohawk Valley | 115 | 383 | VAHNUNDASIS | 115 | 1 | Closed | 0.02753 | 0.11384 | 0.01885 | 1 | 0 | 167 | 556 | 210 | 15.1 | 22.9
380_393_1 | 380 | ONEIDA | Mohawk Valley | Mohawk Valley | 115 | 393 | TURNING STONE | 115 | 1 | Closed | 0.0039 | 0.01614 | 0.00267 | 1 | 0 | 167 | 556 | 210 | 2.4 | 3.2
383_431_1 | 383 | VAHNUNDASIS | Mohawk Valley | Mohawk Valley | 115 | 431 | CHADWICKS | 115 | 1 | Closed | 0.0083 | 0.03432 | 0.00568 | 1 | 0 | 167 | 556 | 210 | 4.8 | 6.9
383_432_1 | 383 | VAHNUNDASIS | Mohawk Valley | Mohawk Valley | 115 | 432 | UNKNOWN127515 | 115 | 1 | Closed | 0.00375 | 0.01551 | 0.00257 | 1 | 0 | 167 | 556 | 210 | 2 | 3.1
386_1548_1 | 386 | DEERFIELD | Mohawk Valley | Mohawk Valley | 115 | 1548 | PORTER | 115 | 1 | Closed | 0.0011 | 0.00454 | 0.00075 | 1 | 0 | 167 | 556 | 210 | 0.8 | 0.9
386_434_N | 386 | DEERFIELD | Mohawk Valley | Mohawk Valley | 115 | 434 | ROME | 115 | N | Closed | 0.02753 | 0.08201 | 0.00926 | 1 | 0 | 102 | 114 | 134 | 12.7 | 13.6
387_1548_1 | 387 | UNKNOWN125605 | Mohawk Valley | Mohawk Valley | 115 | 1548 | PORTER | 115 | 1 | Closed | 0.00664 | 0.02744 | 0.00454 | 1 | 0 | 167 | 556 | 210 | 4.3 | 5.5
39_1307_1 | 39 | UNKNOWN124224 | West | West | 230 | 1307 | WETHERSFIELD | 230 | 1 | Closed | 0.00092 | 0.0074 | 0.02824 | 1 | 0 | 453 | 936 | 579 | 4.3 | 7.1
39_1469_1 | 39 | UNKNOWN124224 | West | West | 230 | 1469 | UNKNOWN124224 | 115 | 1 | Closed | 0.00149 | 0.0623 | 0 | 1 | 0 | 326 | 369 | 423 | 0 | 0
390_1548_1 | 390 | SCHUYLER | Mohawk Valley | Mohawk Valley | 115 | 1548 | PORTER | 115 | 1 | Closed | 0.00927 | 0.03833 | 0.00635 | 1 | 0 | 167 | 556 | 210 | 5.2 | 7.7
390_385_1 | 390 | SCHUYLER | Mohawk Valley | Mohawk Valley | 115 | 385 | TERMINAL | 115 | 1 | Closed | 0.00693 | 0.02864 | 0.00474 | 1 | 0 | 167 | 556 | 210 | 3.2 | 5.8
391_1395_1 | 391 | TURIN | Mohawk Valley | Mohawk Valley | 115 | 1395 | TAP161164 | 115 | 1 | Closed | 0.00491 | 0.0203 | 0.00336 | 1 | 0 | 167 | 556 | 210 | 3.8 | 4.1
393_434_1 | 393 | TURNING STONE | Mohawk Valley | Mohawk Valley | 115 | 434 | ROME | 115 | 1 | Closed | 0.01438 | 0.05947 | 0.00985 | 1 | 0 | 167 | 556 | 210 | 9.1 | 12
395_1220_1 | 395 | UNKNOWN125628 | Mohawk Valley | Mohawk Valley | 230 | 1220 | ADIRONDACK | 230 | 1 | Closed | 0.00205 | 0.01649 | 0.0629 | 1 | 0 | 453 | 936 | 579 | 15.8 | 15.9
395_1221_1 | 395 | UNKNOWN125628 | Mohawk Valley | Mohawk Valley | 230 | 1221 | CHASES LAKE | 230 | 1 | Closed | 0.0023 | 0.0149 | 0.028 | 1 | 0 | 453 | 936 | 579 | 9.7 | 10.1
4_1527_1 | 4 | UNKNOWN124121 | North | North | 115 | 1527 | PLATTSBURGH | 115 | 1 | Closed | 0.00495 | 0.0211 | 0.0027 | 1 | 0 | 167 | 556 | 210 | 2.8 | 3.7
4_1527_2 | 4 | UNKNOWN124121 | North | North | 115 | 1527 | PLATTSBURGH | 115 | 2 | Closed | 0.00495 | 0.0211 | 0.0027 | 1 | 0 | 167 | 556 | 210 | 2.8 | 3.7
4_193_1 | 4 | UNKNOWN124121 | North | North | 115 | 193 | UNKNOWN125033 | 115 | 1 | Closed | 0.00102 | 0.00421 | 0.0007 | 1 | 0 | 167 | 556 | 210 | 0.7 | 0.8
4_193_2 | 4 | UNKNOWN124121 | North | North | 115 | 193 | UNKNOWN125033 | 115 | 2 | Closed | 0.00105 | 0.00435 | 0.00072 | 1 | 0 | 167 | 556 | 210 | 0.7 | 0.9
4_193_3 | 4 | UNKNOWN124121 | North | North | 115 | 193 | UNKNOWN125033 | 115 | 3 | Closed | 0.00103 | 0.00425 | 0.0007 | 1 | 0 | 167 | 556 | 210 | 0.7 | 0.9
4_449_1 | 4 | UNKNOWN124121 | North | North | 115 | 449 | UNKNOWN127611 | 115 | 1 | Closed | 0.00637 | 0.02634 | 0.00436 | 1 | 0 | 167 | 556 | 210 | 4.6 | 5.3
400_666_1 | 400 | SALISBURY | Mohawk Valley | Hudson Valley | 115 | 666 | SMITHFIELD | 115 | 1 | Open | 0.01 | 0.04134 | 0.00685 | 1 | 0 | 211 | 211 | 211 | 103.2 | 8.3
402_403_1 | 402 | UNKNOWN125638 | Mohawk Valley | Mohawk Valley | 115 | 403 | UNKNOWN125639 | 115 | 1 | Closed | 0.03214 | 0.1329 | 0.02201 | 1 | 0 | 167 | 556 | 210 | 22.4 | 26.7
405_404_1 | 405 | UNKNOWN125641 | Mohawk Valley | Mohawk Valley | 115 | 404 | UNKNOWN125640 | 115 | 1 | Closed | 0.001 | 0.00405 | 0.00065 | 1 | 0 | 167 | 556 | 210 | 0.7 | 0.8
412_413_1 | 412 | UNKNOWN125649 | Mohawk Valley | Mohawk Valley | 115 | 413 | UNKNOWN125650 | 115 | 1 | Closed | 0.00747 | 0.03088 | 0.00511 | 1 | 0 | 167 | 556 | 210 | 3.9 | 6.2
412_419_1 | 412 | UNKNOWN125649 | Mohawk Valley | Mohawk Valley | 115 | 419 | UNKNOWN125657 | 115 | 1 | Closed | 0.01649 | 0.06817 | 0.01129 | 1 | 0 | 167 | 556 | 210 | 10.4 | 13.7
413_414_1 | 413 | UNKNOWN125650 | Mohawk Valley | Mohawk Valley | 115 | 414 | UNKNOWN125651 | 115 | 1 | Closed | 0.02428 | 0.10041 | 0.01663 | 1 | 0 | 167 | 556 | 210 | 14.8 | 20.2
413_579_1 | 413 | UNKNOWN125650 | Mohawk Valley | Mohawk Valley | 115 | 579 | UNKNOWN130198 | 115 | 1 | Closed | 0.00111 | 0.0046 | 0.00076 | 1 | 0 | 167 | 556 | 210 | 0.8 | 0.9
414_415_1 | 414 | UNKNOWN125651 | Mohawk Valley | Mohawk Valley | 115 | 415 | ALCOA MASSENA OPERATIONS - WEST PLANT | 115 | 1 | Closed | 0.0284 | 0.11743 | 0.01945 | 1 | 0 | 167 | 556 | 210 | 17.7 | 23.6
415_1546_1 | 415 | ALCOA MASSENA OPERATIONS - WEST PLANT | Mohawk Valley | Mohawk Valley | 115 | 1546 | MOSES | 115 | 1 | Closed | 0.01056 | 0.04366 | 0.00723 | 1 | 0 | 167 | 556 | 210 | 5.2 | 8.8
415_1546_2 | 415 | ALCOA MASSENA OPERATIONS - WEST PLANT | Mohawk Valley | Mohawk Valley | 115 | 1546 | MOSES | 115 | 2 | Closed | 0.01087 | 0.04493 | 0.00744 | 1 | 0 | 167 | 556 | 210 | 5.2 | 9
415_416_1 | 415 | ALCOA MASSENA OPERATIONS - WEST PLANT | Mohawk Valley | Mohawk Valley | 115 | 416 | UNKNOWN125653 | 115 | 1 | Closed | 0.00319 | 0.0132 | 0.00219 | 1 | 0 | 167 | 556 | 210 | 1.5 | 2.7
415_418_1 | 415 | ALCOA MASSENA OPERATIONS - WEST PLANT | Mohawk Valley | Mohawk Valley | 115 | 418 | UNKNOWN125655 | 115 | 1 | Closed | 0.00443 | 0.01831 | 0.00303 | 1 | 0 | 167 | 556 | 210 | 1.6 | 3.7
42_1330_1 | 42 | UNKNOWN124228 | West | West | 115 | 1330 | TAP155786 | 115 | 1 | Closed | 0.00036 | 0.00149 | 0.00025 | 1 | 0 | 167 | 556 | 210 | 0.3 | 0.3
42_1576_1 | 42 | UNKNOWN124228 | West | West | 115 | 1576 | FIVE MILE | 115 | 1 | Closed | 0.00889 | 0.03675 | 0.00609 | 1 | 0 | 167 | 556 | 210 | 7.3 | 7.4
42_1576_2 | 42 | UNKNOWN124228 | West | West | 115 | 1576 | FIVE MILE | 115 | 2 | Closed | 0.00886 | 0.03666 | 0.00607 | 1 | 0 | 167 | 556 | 210 | 7.3 | 7.4
42_46_1 | 42 | UNKNOWN124228 | West | West | 115 | 46 | W OLEAN | 115 | 1 | Closed | 0.00072 | 0.00296 | 0.00049 | 1 | 0 | 167 | 556 | 210 | 0.5 | 0.6
421_422_1 | 421 | UNKNOWN125659 | Mohawk Valley | Mohawk Valley | 115 | 422 | UNKNOWN125660 | 115 | 1 | Closed | 0.00243 | 0.01006 | 0.00167 | 1 | 0 | 167 | 556 | 210 | 1.5 | 2
423_1464_1 | 423 | UNKNOWN125661 | Mohawk Valley | Mohawk Valley | 115 | 1464 | TAP173590 | 115 | 1 | Closed | 0.00016 | 0.00066 | 0.00011 | 1 | 0 | 167 | 556 | 210 | 0.1 | 0.1
424_1285_1 | 424 | UNKNOWN125662 | Mohawk Valley | Mohawk Valley | 115 | 1285 | UNKNOWN145214 | 115 | 1 | Closed | 0.02798 | 0.11569 | 0.01916 | 1 | 0 | 167 | 556 | 210 | 20.3 | 23.3
424_1453_1 | 424 | UNKNOWN125662 | Mohawk Valley | Mohawk Valley | 115 | 1453 | TAP172475 | 115 | 1 | Closed | 0.00045 | 0.00185 | 0.00031 | 1 | 0 | 167 | 556 | 210 | 0.4 | 0.4
429_1546_1 | 429 | UNKNOWN125668 | Mohawk Valley | Mohawk Valley | 115 | 1546 | MOSES | 115 | 1 | Closed | 0.0062 | 0.02563 | 0.00424 | 1 | 0 | 167 | 556 | 210 | 3.1 | 5.2
430_431_1 | 430 | UNKNOWN127513 | Mohawk Valley | Mohawk Valley | 115 | 431 | CHADWICKS | 115 | 1 | Closed | 0.01399 | 0.05785 | 0.00958 | 1 | 0 | 167 | 556 | 210 | 10.2 | 11.6
434_1395_1 | 434 | ROME | Mohawk Valley | Mohawk Valley | 115 | 1395 | TAP161164 | 115 | 1 | Closed | 0.00466 | 0.01928 | 0.00319 | 1 | 0 | 167 | 556 | 210 | 2.5 | 3.9
434_1396_1 | 434 | ROME | Mohawk Valley | Mohawk Valley | 115 | 1396 | TAP161165 | 115 | 1 | Closed | 0.0037 | 0.0153 | 0.00253 | 1 | 0 | 167 | 556 | 210 | 1.5 | 3.1
440_1394_1 | 440 | GRIFFISS AIR BASE | Mohawk Valley | Mohawk Valley | 115 | 1394 | TAP161163 | 115 | 1 | Closed | 0.00414 | 0.01711 | 0.00283 | 1 | 0 | 167 | 556 | 210 | 2.1 | 3.4
447_1515_1 | 447 | UNKNOWN127607 | Mohawk Valley | Mohawk Valley | 115 | 1515 | WILLIS | 115 | 1 | Closed | 0.01688 | 0.06979 | 0.01156 | 1 | 0 | 167 | 556 | 210 | 9.5 | 14
448_447_1 | 448 | UNKNOWN127608 | Capital | Mohawk Valley | 115 | 447 | UNKNOWN127607 | 115 | 1 | Closed | 0.05919 | 0.24474 | 0.04053 | 1 | 0 | 167 | 556 | 210 | 33.9 | 49.2
449_1527_1 | 449 | UNKNOWN127611 | North | North | 115 | 1527 | PLATTSBURGH | 115 | 1 | Closed | 0.00573 | 0.02368 | 0.00392 | 1 | 0 | 211 | 556 | 233 | 2.1 | 4.8
449_450_1 | 449 | UNKNOWN127611 | North | North | 115 | 450 | UNKNOWN127613 | 115 | 1 | Closed | 0.02293 | 0.09483 | 0.0157 | 1 | 0 | 167 | 556 | 210 | 13.7 | 19.1
45_1330_1 | 45 | TAP124231 | West | West | 115 | 1330 | TAP155786 | 115 | 1 | Closed | 0.0088 | 0.03638 | 0.00602 | 1 | 0 | 167 | 556 | 210 | 3.7 | 7.3
45_43_1 | 45 | TAP124231 | West | West | 115 | 43 | DUGAN | 115 | 1 | Closed | 0.00052 | 0.00217 | 0.00036 | 1 | 0 | 167 | 556 | 210 | 0.3 | 0.4
45_44_1 | 45 | TAP124231 | West | West | 115 | 44 | UNKNOWN124230 | 115 | 1 | Closed | 0.00034 | 0.00142 | 0.00023 | 1 | 0 | 167 | 556 | 210 | 0.2 | 0.3
451_452_1 | 451 | UNKNOWN127615 | Capital | Capital | 115 | 452 | UNKNOWN127616 | 115 | 1 | Closed | 0.01144 | 0.04729 | 0.00783 | 1 | 0 | 167 | 556 | 210 | 5 | 9.5
459_1229_1 | 459 | UNKNOWN127634 | Mohawk Valley | Mohawk Valley | 115 | 1229 | MILFORD | 115 | 1 | Closed | 0.00894 | 0.03697 | 0.00612 | 1 | 0 | 167 | 556 | 210 | 6.4 | 7.4
46_1438_1 | 46 | W OLEAN | West | West | 115 | 1438 | DEADEND166956 | 115 | 1 | Closed | 0.00123 | 0.00508 | 0.00084 | 1 | 0 | 167 | 556 | 210 | 0.7 | 1
462_796_1 | 462 | UNKNOWN127711 | Capital | Capital | 115 | 796 | QUEENSBURY | 115 | 1 | Closed | 0.00554 | 0.02293 | 0.0038 | 1 | 0 | 167 | 556 | 210 | 3.2 | 4.6
465_466_1 | 465 | UNKNOWN127716 | Capital | Capital | 115 | 466 | UNKNOWN127717 | 115 | 1 | Closed | 0.0147 | 0.045 | 0.0195 | 1 | 0 | 167 | 556 | 210 | 14.7 | 14.6
465_797_1 | 465 | UNKNOWN127716 | Capital | Capital | 115 | 797 | WARRENSBURG | 115 | 1 | Closed | 0.00147 | 0.0061 | 0.00101 | 1 | 0 | 167 | 556 | 210 | 0.5 | 1.2
466_1444_1 | 466 | UNKNOWN127717 | Capital | Capital | 115 | 1444 | TAP167233 | 115 | 1 | Closed | 0.00022 | 0.00092 | 0.00015 | 1 | 0 | 167 | 556 | 210 | 0.1 | 0.2
471_693_1 | 471 | UNKNOWN127726 | Capital | Capital | 115 | 693 | BATTENKILL | 115 | 1 | Closed | 0.0242 | 0.10006 | 0.01657 | 1 | 0 | 167 | 556 | 210 | 12.8 | 20.1
473_694_1 | 473 | UNKNOWN127732 | Capital | Capital | 115 | 694 | WEST MILTON | 115 | 1 | Closed | 0.00055 | 0.00229 | 0.00038 | 1 | 0 | 167 | 556 | 210 | 0.2 | 0.5
474_683_1 | 474 | SPIER FALLS | Capital | Capital | 115 | 683 | MOHICAN | 115 | 1 | Closed | 0.01395 | 0.05768 | 0.00955 | 1 | 0 | 167 | 556 | 210 | 8.3 | 11.6
474_684_1 | 474 | SPIER FALLS | Capital | Capital | 115 | 684 | BUTLER | 115 | 1 | Closed | 0.00854 | 0.03533 | 0.00585 | 1 | 0 | 167 | 556 | 210 | 4.9 | 7.1
474_684_2 | 474 | SPIER FALLS | Capital | Capital | 115 | 684 | BUTLER | 115 | 2 | Closed | 0.00807 | 0.03337 | 0.00553 | 1 | 0 | 167 | 556 | 210 | 4.9 | 6.7
48_1108_1 | 48 | MACHIAS #13 | West | West | 115 | 1108 | ISHUA SWITCH TOWER | 115 | 1 | Closed | 0.01146 | 0.0474 | 0.00785 | 1 | 0 | 167 | 556 | 210 | 9.6 | 9.5
48_1369_1 | 48 | MACHIAS #13 | West | West | 115 | 1369 | TAP160987 | 115 | 1 | Closed | 0.02381 | 0.09844 | 0.0163 | 1 | 0 | 167 | 556 | 210 | 10.9 | 19.8
48_86_1 | 48 | MACHIAS #13 | West | West | 115 | 86 | UNKNOWN124575 | 115 | 1 | Closed | 0.01054 | 0.04358 | 0.00722 | 1 | 0 | 167 | 556 | 210 | 7.2 | 8.8
480_481_1 | 480 | UNKNOWN127903 | Capital | Capital | 115 | 481 | UNKNOWN127904 | 115 | 1 | Closed | 0.0131 | 0.05416 | 0.00897 | 1 | 0 | 167 | 556 | 210 | 9.1 | 10.9
481_482_1 | 481 | UNKNOWN127904 | Capital | Capital | 115 | 482 | UNKNOWN127905 | 115 | 1 | Closed | 0.00217 | 0.00898 | 0.00149 | 1 | 0 | 167 | 556 | 210 | 1.4 | 1.8
483_1480_1 | 483 | UNKNOWN127908 | Capital | Capital | 115 | 1480 | UNKNOWN127908 | 69 | 1 | Closed | 0.0032 | 0.1644 | 0 | 1 | 0 | 125 | 145 | 170 | 0 | 0
483_1507_1 | 483 | UNKNOWN127908 | Capital | Capital | 115 | 1507 | ROTTERDAM | 115 | 1 | Closed | 0.01457 | 0.06026 | 0.00998 | 1 | 0 | 167 | 556 | 210 | 9.7 | 12.1
485_490_1 | 485 | UNKNOWN127973 | North | Capital | 115 | 490 | UNKNOWN127981 | 115 | 1 | Closed | 0.04017 | 0.16613 | 0.02751 | 1 | 0 | 116 | 556 | 145 | 29.2 | 33.4
485_490_2 | 485 | UNKNOWN127973 | North | Capital | 115 | 490 | UNKNOWN127981 | 115 | 2 | Closed | 0.04017 | 0.16613 | 0.02751 | 1 | 0 | 116 | 556 | 145 | 29.2 | 33.4
487_488_1 | 487 | UNKNOWN127977 | Capital | Capital | 115 | 488 | UNKNOWN127978 | 115 | 1 | Closed | 0.0019 | 0.00787 | 0.0013 | 1 | 0 | 167 | 556 | 210 | 1.1 | 1.6
489_783_1 | 489 | UNKNOWN127980 | Capital | Capital | 115 | 783 | WHITEHALL | 115 | 1 | Closed | 0.02898 | 0.11982 | 0.01984 | 1 | 0 | 167 | 556 | 210 | 19.5 | 24.1
490_36_N | 490 | UNKNOWN127981 | Capital | North | 115 | 36 | UNKNOWN124203 | 115 | N | Closed | 0.0375 | 0.24 | 0.033 | 1 | 0 | 116 | 563 | 145 | 42.7 | 44
496_497_1 | 496 | UNKNOWN128149 | Mohawk Valley | Mohawk Valley | 115 | 497 | UNKNOWN128150 | 115 | 1 | Closed | 0.01815 | 0.07504 | 0.01243 | 1 | 0 | 167 | 556 | 210 | 12.4 | 15.1
497_1223_1 | 497 | UNKNOWN128150 | Mohawk Valley | Mohawk Valley | 115 | 1223 | WOODBOURNE | 115 | 1 | Closed | 0.01089 | 0.04504 | 0.00746 | 1 | 0 | 167 | 556 | 210 | 6.7 | 9.1
497_1543_1 | 497 | UNKNOWN128150 | Mohawk Valley | Mohawk Valley | 115 | 1543 | COOPERS CORNER | 115 | 1 | Closed | 0.01385 | 0.05727 | 0.00948 | 1 | 0 | 167 | 556 | 210 | 7.1 | 11.5
498_1223_1 | 498 | UNKNOWN128153 | Mohawk Valley | Mohawk Valley | 115 | 1223 | WOODBOURNE | 115 | 1 | Closed | 0.00836 | 0.03457 | 0.00572 | 1 | 0 | 167 | 556 | 210 | 5.2 | 6.9
498_499_1 | 498 | UNKNOWN128153 | Mohawk Valley | Mohawk Valley | 115 | 499 | UNKNOWN128154 | 115 | 1 | Closed | 0.00769 | 0.0318 | 0.00527 | 1 | 0 | 167 | 556 | 210 | 5.7 | 6.4
499_1543_1 | 499 | UNKNOWN128154 | Mohawk Valley | Mohawk Valley | 115 | 1543 | COOPERS CORNER | 115 | 1 | Closed | 0.01594 | 0.06592 | 0.01092 | 1 | 0 | 167 | 556 | 210 | 9 | 13.3
50_412_1 | 50 | UNKNOWN124248 | Mohawk Valley | Mohawk Valley | 115 | 412 | UNKNOWN125649 | 115 | 1 | Closed | 0.00331 | 0.01367 | 0.00226 | 1 | 0 | 167 | 556 | 210 | 2.3 | 2.7
500_1481_1 | 500 | UNKNOWN128156 | Mohawk Valley | Mohawk Valley | 69 | 1481 | UNKNOWN128157 | 69 | 1 | Closed | 0.10557 | 0.24 | 0.00469 | 1 | 0 | 96 | 250 | 123 | 14.9 | 16.6
501_1481_1 | 501 | UNKNOWN128157 | Mohawk Valley | Mohawk Valley | 115 | 1481 | UNKNOWN128157 | 69 | 1 | Closed | 0.005 | 0.125 | 0 | 1 | 0 | 125 | 145 | 170 | 0 | 0
501_1543_1 | 501 | UNKNOWN128157 | Mohawk Valley | Mohawk Valley | 115 | 1543 | COOPERS CORNER | 115 | 1 | Closed | 0.02043 | 0.08447 | 0.01399 | 1 | 0 | 167 | 556 | 210 | 11.2 | 17
503_511_1 | 503 | UNKNOWN128265 | Capital | Capital | 115 | 511 | UNKNOWN128279 | 115 | 1 | Closed | 0.00031 | 0.00127 | 0.00021 | 1 | 0 | 167 | 556 | 210 | 0.2 | 0.3
503_511_2 | 503 | UNKNOWN128265 | Capital | Capital | 115 | 511 | UNKNOWN128279 | 115 | 2 | Closed | 0.00031 | 0.00128 | 0.00021 | 1 | 0 | 167 | 556 | 210 | 0.2 | 0.3
503_728_1 | 503 | UNKNOWN128265 | Capital | Capital | 115 | 728 | STATE CAMPUS | 115 | 1 | Closed | 0.00077 | 0.0032 | 0.00053 | 1 | 0 | 167 | 556 | 210 | 0.4 | 0.6
505_1520_1 | 505 | UNKNOWN128270 | Capital | Capital | 115 | 1520 | NEW SCOTLAND | 115 | 1 | Closed | 0.00892 | 0.0369 | 0.00611 | 1 | 0 | 167 | 556 | 210 | 5.3 | 7.4
507_1520_1 | 507 | UNKNOWN128273 | Capital | Capital | 115 | 1520 | NEW SCOTLAND | 115 | 1 | Closed | 0.00778 | 0.03216 | 0.00533 | 1 | 0 | 167 | 556 | 210 | 3.2 | 6.5
507_813_1 | 507 | UNKNOWN128273 | Capital | Capital | 115 | 813 | GREENBUSH | 115 | 1 | Closed | 0.01771 | 0.07322 | 0.01212 | 1 | 0 | 167 | 556 | 210 | 7.8 | 14.7
508_509_1 | 508 | UNKNOWN128274 | Capital | Capital | 115 | 509 | UNKNOWN128275 | 115 | 1 | Closed | 0.00016 | 0.00065 | 0.00011 | 1 | 0 | 556 | 556 | 556 | 0.1 | 0.1
508_509_2 | 508 | UNKNOWN128274 | Capital | Capital | 115 | 509 | UNKNOWN128275 | 115 | 2 | Closed | 0.00016 | 0.00065 | 0.00011 | 1 | 0 | 556 | 556 | 556 | 0.1 | 0.1
51_131_1 | 51 | UNKNOWN124251 | Central | Central | 115 | 131 | UNKNOWN124716 | 115 | 1 | Closed | 0.00276 | 0.01143 | 0.00189 | 1 | 0 | 167 | 556 | 210 | 1.4 | 2.3
510_815_1 | 510 | UNKNOWN128277 | Capital | Capital | 115 | 815 | TRINITY | 115 | 1 | Closed | 0.00146 | 0.00605 | 0.001 | 1 | 0 | 250 | 250 | 250 | 1.2 | 1.2
510_815_2 | 510 | UNKNOWN128277 | Capital | Capital | 115 | 815 | TRINITY | 115 | 2 | Closed | 0.00146 | 0.00605 | 0.001 | 1 | 0 | 250 | 250 | 250 | 1.2 | 1.2
511_720_1 | 511 | UNKNOWN128279 | Capital | Capital | 115 | 720 | WOLF ROAD | 115 | 1 | Closed | 0.00335 | 0.01385 | 0.00229 | 1 | 0 | 167 | 556 | 210 | 1.8 | 2.8
512_1482_1 | 512 | UNKNOWN128280 | Hudson Valley | Hudson Valley | 115 | 1482 | UNKNOWN128280 | 69 | 1 | Closed | 0.0032 | 0.1644 | 0 | 1 | 0 | 125 | 145 | 170 | 0 | 0
513_705_1 | 513 | UNKNOWN128285 | Capital | Capital | 115 | 705 | JOHNSON ROAD | 115 | 1 | Closed | 0.00272 | 0.01123 | 0.00186 | 1 | 0 | 167 | 556 | 210 | 1.2 | 2.3
514_1485_1 | 514 | UNKNOWN128941 | Hudson Valley | Capital | 69 | 1485 | UNKNOWN129014 | 69 | 1 | Closed | 0.03772 | 0.08576 | 0.00168 | 1 | 0 | 96 | 250 | 123 | 5.3 | 5.9
515_1483_1 | 515 | UNKNOWN128942 | Hudson Valley | Hudson Valley | 115 | 1483 | UNKNOWN128942 | 69 | 1 | Closed | 0.0032 | 0.1644 | 0 | 1 | 0 | 125 | 145 | 170 | 0 | 0
517_523_1 | 517 | UNKNOWN128944 | Capital | Capital | 115 | 523 | UNKNOWN129016 | 115 | 1 | Closed | 0.00876 | 0.03624 | 0.006 | 1 | 0 | 167 | 556 | 210 | 6.4 | 7.3
517_664_1 | 517 | UNKNOWN128944 | Capital | Capital | 115 | 664 | CRARYVILLE | 115 | 1 | Closed | 0.0175 | 0.07235 | 0.01198 | 1 | 0 | 167 | 556 | 210 | 13.6 | 14.5
518_1484_1 | 518 | UNKNOWN129008 | Hudson Valley | Hudson Valley | 115 | 1484 | UNKNOWN129008 | 69 | 1 | Closed | 0.0032 | 0.1644 | 0 | 1 | 0 | 125 | 145 | 170 | 0 | 0
52_131_1 | 52 | UNKNOWN124252 | Central | Central | 115 | 131 | UNKNOWN124716 | 115 | 1 | Closed | 0.01481 | 0.06124 | 0.01014 | 1 | 0 | 167 | 556 | 210 | 10 | 12.3
520_1509_1 | 520 | UNKNOWN129010 | Hudson Valley | Hudson Valley | 69 | 1509 | HURLEY AVENUE | 69 | 1 | Closed | 0.0262 | 0.05956 | 0.00116 | 1 | 0 | 96 | 250 | 123 | 2.2 | 4.1
520_638_1 | 520 | UNKNOWN129010 | Hudson Valley | Hudson Valley | 69 | 638 | STURGEON POOL | 69 | 1 | Closed | 0.03439 | 0.07819 | 0.00153 | 1 | 0 | 96 | 250 | 123 | 4.6 | 5.4
522_1485_1 | 522 | UNKNOWN129014 | Capital | Capital | 115 | 1485 | UNKNOWN129014 | 69 | 1 | Closed | 0.0032 | 0.1644 | 0 | 1 | 0 | 125 | 145 | 170 | 0 | 0
524_525_1 | 524 | UNKNOWN129024 | Hudson Valley | Hudson Valley | 115 | 525 | UNKNOWN129025 | 115 | 1 | Closed | 0.00544 | 0.02249 | 0.00372 | 1 | 0 | 250 | 250 | 250 | 3.7 | 4.5
524_537_1 | 524 | UNKNOWN129024 | Hudson Valley | Hudson Valley | 115 | 537 | UNKNOWN129097 | 115 | 1 | Closed | 0.00647 | 0.02677 | 0.00443 | 1 | 0 | 556 | 556 | 556 | 4 | 5.4
525_851_1 | 525 | UNKNOWN129025 | Hudson Valley | Hudson Valley | 115 | 851 | MARLBORO | 115 | 1 | Closed | 0.00606 | 0.02506 | 0.00415 | 1 | 0 | 250 | 250 | 250 | 4.2 | 5
527_1516_1 | 527 | UNKNOWN129051 | Hudson Valley | Hudson Valley | 69 | 1516 | MODENA | 69 | 1 | Closed | 0.00056 | 0.00126 | 2e-05 | 1 | 0 | 96 | 250 | 123 | 0.1 | 0.1
527_770_1 | 527 | UNKNOWN129051 | Hudson Valley | Hudson Valley | 69 | 770 | GALEVILLE | 69 | 1 | Closed | 0.03479 | 0.07909 | 0.00155 | 1 | 0 | 96 | 250 | 123 | 4.2 | 5.5
528_1487_1 | 528 | UNKNOWN129083 | Hudson Valley | Hudson Valley | 115 | 1487 | UNKNOWN129084 | 115 | 1 | Closed | 0.00919 | 0.03799 | 0.00629 | 1 | 0 | 198 | 556 | 260 | 6.1 | 7.6
528_666_1 | 528 | UNKNOWN129083 | Hudson Valley | Hudson Valley | 115 | 666 | SMITHFIELD | 115 | 1 | Closed | 0.01685 | 0.06968 | 0.01154 | 1 | 0 | 167 | 556 | 210 | 11 | 14
529_1486_1 | 529 | UNKNOWN129084 | Hudson Valley | Hudson Valley | 345 | 1486 | UNKNOWN129084 | 69 | 1 | Closed | 0.00106 | 0.0574 | 0 | 1 | 0 | 260 | 290 | 345 | 0 | 0
529_1487_1 | 529 | UNKNOWN129084 | Hudson Valley | Hudson Valley | 345 | 1487 | UNKNOWN129084 | 115 | 1 | Closed | 0.0006 | 0.0524 | 0 | 1 | 0 | 417 | 518 | 599 | 0 | 0
529_651_1 | 529 | UNKNOWN129084 | Hudson Valley | Hudson Valley | 345 | 651 | PLEASANT VALLEY | 345 | 1 | Closed | 1e-05 | 0.00011 | 0.00273 | 1 | 0 | 1216 | 2454 | 1804 | 0.2 | 0.3
529_651_2 | 529 | UNKNOWN129084 | Hudson Valley | Hudson Valley | 345 | 651 | PLEASANT VALLEY | 345 | 2 | Closed | 1e-05 | 0.00014 | 0.0035 | 1 | 0 | 1216 | 2454 | 1804 | 0.2 | 0.3
53_152_1 | 53 | UNKNOWN124253 | Central | Central | 115 | 152 | UNKNOWN124830 | 115 | 1 | Closed | 0.03542 | 0.14646 | 0.02425 | 1 | 0 | 167 | 556 | 210 | 21.9 | 29.4
530_858_1 | 530 | UNKNOWN129085 | Hudson Valley | Hudson Valley | 345 | 858 | E. FISHKILL | 345 | 1 | Closed | 0.00024 | 0.00373 | 0.09633 | 1 | 0 | 1216 | 2454 | 1804 | 6.2 | 9.4
530_860_1 | 530 | UNKNOWN129085 | Hudson Valley | Hudson Valley | 345 | 860 | NORTH CHELSEA | 115 | 1 | Closed | 0.0005 | 0.06 | 0 | 1 | 0 | 444 | 444 | 444 | 0.9 | 0
531_1401_1 | 531 | UNKNOWN129086 | Hudson Valley | Hudson Valley | 115 | 1401 | TAP161212 | 115 | 1 | Closed | 0.00023 | 0.00097 | 0.00016 | 1 | 0 | 556 | 556 | 556 | 0.1 | 0.2
531_532_1 | 531 | UNKNOWN129086 | Hudson Valley | Hudson Valley | 115 | 532 | UNKNOWN129087 | 115 | 1 | Closed | 0.00488 | 0.02016 | 0.00334 | 1 | 0 | 556 | 556 | 556 | 2.8 | 4.1
532_901_1 | 532 | UNKNOWN129087 | Hudson Valley | Hudson Valley | 115 | 901 | CROTON FALLS | 115 | 1 | Closed | 0.00686 | 0.02837 | 0.0047 | 1 | 0 | 556 | 556 | 556 | 4 | 5.7
533_1419_1 | 533 | UNKNOWN129090 | Hudson Valley | Hudson Valley | 69 | 1419 | TAP162546 | 69 | 1 | Closed | 0.02212 | 0.05029 | 0.00098 | 1 | 0 | 96 | 250 | 123 | 1.6 | 3.5
533_60_1 | 533 | UNKNOWN129090 | Hudson Valley | Mohawk Valley | 69 | 60 | UNKNOWN124328 | 69 | 1 | Closed | 0.04755 | 0.10809 | 0.00211 | 1 | 0 | 96 | 250 | 123 | 6.6 | 7.5
534_1419_1 | 534 | UNKNOWN129091 | Hudson Valley | Hudson Valley | 69 | 1419 | TAP162546 | 69 | 1 | Closed | 0.06393 | 0.14534 | 0.00284 | 1 | 0 | 96 | 250 | 123 | 7.3 | 10
534_1488_1 | 534 | UNKNOWN129091 | Hudson Valley | Hudson Valley | 69 | 1488 | SHOEMAKER | 69 | 1 | Closed | 0.06776 | 0.15405 | 0.00301 | 1 | 0 | 96 | 250 | 123 | 8.8 | 10.6
535_1488_1 | 535 | SHOEMAKER | Hudson Valley | Hudson Valley | 138 | 1488 | SHOEMAKER | 69 | 1 | Closed | 0.00302 | 0.10864 | 0 | 1 | 0 | 125 | 145 | 170 | 0 | 0
535_541_1 | 535 | SHOEMAKER | Hudson Valley | Hudson Valley | 138 | 541 | UNKNOWN129106 | 138 | 1 | Closed | 0.00022 | 0.0011 | 0.0083 | 1 | 0 | 261 | 562 | 432 | 0.8 | 1.5
535_544_1 | 535 | SHOEMAKER | Hudson Valley | Hudson Valley | 138 | 544 | UNKNOWN129110 | 138 | 1 | Closed | 0.0012 | 0.00602 | 0.04564 | 1 | 0 | 261 | 562 | 432 | 4.9 | 8.2
535_544_2 | 535 | SHOEMAKER | Hudson Valley | Hudson Valley | 138 | 544 | UNKNOWN129110 | 138 | 2 | Closed | 0.0012 | 0.00602 | 0.04564 | 1 | 0 | 261 | 562 | 432 | 4.9 | 8.2
535_757_1 | 535 | SHOEMAKER | Hudson Valley | Hudson Valley | 138 | 757 | SUGARLOAF | 138 | 1 | Closed | 0.00273 | 0.01363 | 0.10324 | 1 | 0 | 261 | 562 | 432 | 11.5 | 18.5
535_757_2 | 535 | SHOEMAKER | Hudson Valley | Hudson Valley | 138 | 757 | SUGARLOAF | 138 | 2 | Closed | 0.00273 | 0.01364 | 0.10336 | 1 | 0 | 261 | 562 | 432 | 11.5 | 18.6
536_1574_1 | 536 | UNKNOWN129096 | Hudson Valley | Hudson Valley | 138 | 1574 | UNKNOWN158122 | 138 | 1 | Closed | 2e-05 | 0.00013 | 0.00096 | 1 | 0 | 261 | 562 | 440 | 0.1 | 0.2
536_1574_2 | 536 | UNKNOWN129096 | Hudson Valley | Hudson Valley | 138 | 1574 | UNKNOWN158122 | 138 | 2 | Closed | 2e-05 | 0.00013 | 0.00096 | 1 | 0 | 261 | 562 | 440 | 0.1 | 0.2
536_546_1 | 536 | UNKNOWN129096 | Hudson Valley | Hudson Valley | 138 | 546 | UNKNOWN129180 | 138 | 1 | Closed | 0.00303 | 0.01517 | 0.11497 | 1 | 0 | 261 | 562 | 432 | 13.5 | 20.6
536_546_2 | 536 | UNKNOWN129096 | Hudson Valley | Hudson Valley | 138 | 546 | UNKNOWN129180 | 138 | 2 | Closed | 0.00303 | 0.01517 | 0.11496 | 1 | 0 | 261 | 562 | 432 | 13.5 | 20.6
536_757_1 | 536 | UNKNOWN129096 | Hudson Valley | Hudson Valley | 138 | 757 | SUGARLOAF | 138 | 1 | Closed | 2e-05 | 0.00011 | 0.00084 | 1 | 0 | 261 | 562 | 432 | 0.1 | 0.2
536_757_2 | 536 | UNKNOWN129096 | Hudson Valley | Hudson Valley | 138 | 757 | SUGARLOAF | 138 | 2 | Closed | 2e-05 | 0.0001 | 0.00078 | 1 | 0 | 261 | 562 | 432 | 0.1 | 0.1
536_757_3 | 536 | UNKNOWN129096 | Hudson Valley | Hudson Valley | 138 | 757 | SUGARLOAF | 138 | 3 | Closed | 2e-05 | 0.0001 | 0.00079 | 1 | 0 | 261 | 562 | 432 | 0.1 | 0.1
537_538_1 | 537 | UNKNOWN129097 | Hudson Valley | Hudson Valley | 115 | 538 | UNKNOWN129098 | 115 | 1 | Closed | 0.00677 | 0.02798 | 0.00463 | 1 | 0 | 167 | 556 | 210 | 3 | 5.6
537_771_1 | 537 | UNKNOWN129097 | Hudson Valley | Hudson Valley | 115 | 771 | MODENA | 115 | 1 | Closed | 0.00695 | 0.02874 | 0.00476 | 1 | 0 | 200 | 556 | 210 | 5.6 | 5.8
537_781_1 | 537 | UNKNOWN129097 | Hudson Valley | Hudson Valley | 115 | 781 | ROCK TAVERN (115KV) | 115 | 1 | Closed | 0.00927 | 0.03834 | 0.00635 | 1 | 0 | 167 | 556 | 210 | 7.5 | 7.7
538_781_1 | 538 | UNKNOWN129098 | Hudson Valley | Hudson Valley | 115 | 781 | ROCK TAVERN (115KV) | 115 | 1 | Closed | 0.00902 | 0.03731 | 0.00618 | 1 | 0 | 167 | 556 | 210 | 5.2 | 7.5
539_540_1 | 539 | UNKNOWN129103 | Hudson Valley | Hudson Valley | 69 | 540 | UNKNOWN129104 | 69 | 1 | Closed | 0.008 | 0.0212 | 0.00024 | 1 | 0 | 77 | 99 | 107 | 1 | 1.1
539_758_1 | 539 | UNKNOWN129103 | Hudson Valley | Hudson Valley | 69 | 758 | UNKNOWN135955 | 69 | 1 | Closed | 0.01761 | 0.04003 | 0.00078 | 1 | 0 | 96 | 250 | 123 | 1.3 | 2.8
54_132_1 | 54 | UNKNOWN124256 | Central | Central | 230 | 132 | UNKNOWN124725 | 230 | 1 | Closed | 0.00359 | 0.02888 | 0.11019 | 1 | 0 | 453 | 936 | 579 | 19.3 | 27.9
540_541_1 | 540 | UNKNOWN129104 | Hudson Valley | Hudson Valley | 69 | 541 | UNKNOWN129106 | 138 | 1 | Closed | 0.001 | 0.068 | 0 | 1 | 0 | 233 | 233 | 344 | 3 | 0
542_781_1 | 542 | UNKNOWN129107 | Hudson Valley | Hudson Valley | 115 | 781 | ROCK TAVERN (115KV) | 115 | 1 | Closed | 0.0084 | 0.03473 | 0.00575 | 1 | 0 | 167 | 556 | 210 | 5.2 | 7
543_781_1 | 543 | UNKNOWN129109 | Hudson Valley | Hudson Valley | 115 | 781 | ROCK TAVERN (115KV) | 115 | 1 | Closed | 0.01365 | 0.05643 | 0.00934 | 1 | 0 | 167 | 556 | 210 | 7.9 | 11.3
546_1518_1 | 546 | UNKNOWN129180 | Hudson Valley | Hudson Valley | 138 | 1518 | RAMAPO | 138 | 1 | Closed | 0.00046 | 0.00229 | 0.01736 | 1 | 0 | 361 | 361 | 381 | 1.7 | 3.1
547_594_1 | 547 | UNKNOWN129188 | Dunwoodie | Dunwoodie | 345 | 594 | SPRAIN BROOK | 345 | 1 | Closed | 0.00028 | 0.00425 | 0.10981 | 1 | 0 | 1216 | 2454 | 1804 | 8.4 | 10.7
547_594_2 | 547 | UNKNOWN129188 | Dunwoodie | Dunwoodie | 345 | 594 | SPRAIN BROOK | 345 | 2 | Closed | 0.00028 | 0.00425 | 0.10981 | 1 | 0 | 1216 | 2454 | 1804 | 8.4 | 10.7
547_594_3 | 547 | UNKNOWN129188 | Dunwoodie | Dunwoodie | 345 | 594 | SPRAIN BROOK | 345 | 3 | Closed | 0.00028 | 0.00429 | 0.1109 | 1 | 0 | 1216 | 2454 | 1804 | 8.4 | 10.8
547_594_4 | 547 | UNKNOWN129188 | Dunwoodie | Dunwoodie | 345 | 594 | SPRAIN BROOK | 345 | 4 | Closed | 0.00028 | 0.0043 | 0.11125 | 1 | 0 | 1216 | 2454 | 1804 | 8.4 | 10.8
547_897_1 | 547 | UNKNOWN129188 | Dunwoodie | Millwood | 345 | 897 | MILLWOOD | 345 | 1 | Closed | 0.00028 | 0.00424 | 0.10951 | 1 | 0 | 1216 | 2454 | 1804 | 8.2 | 10.6
547_897_2 | 547 | UNKNOWN129188 | Dunwoodie | Millwood | 345 | 897 | MILLWOOD | 345 | 2 | Closed | 0.00028 | 0.00432 | 0.11162 | 1 | 0 | 1216 | 2454 | 1804 | 8.2 | 10.9
547_897_3 | 547 | UNKNOWN129188 | Dunwoodie | Millwood | 345 | 897 | MILLWOOD | 345 | 3 | Closed | 0.00028 | 0.0043 | 0.11121 | 1 | 0 | 1216 | 2454 | 1804 | 8.2 | 10.8
547_900_1 | 547 | UNKNOWN129188 | Dunwoodie | Millwood | 345 | 900 | BUCHANAN | 345 | 1 | Closed | 0.0006 | 0.00919 | 0.23757 | 1 | 0 | 1216 | 2454 | 1804 | 14.3 | 23.1
549_737_1 | 549 | UNKNOWN129193 | Long Island | Long Island | 69 | 737 | BRIDGEHAMPTON | 69 | 1 | Closed | 0.03551 | 0.089 | 0.00158 | 1 | 0 | 200 | 250 | 200 | 4.5 | 5.9
549_737_2 | 549 | UNKNOWN129193 | Long Island | Long Island | 69 | 737 | BRIDGEHAMPTON | 69 | 2 | Closed | 0.03551 | 0.089 | 0.00158 | 1 | 0 | 200 | 250 | 200 | 4.5 | 5.9
549_739_1 | 549 | UNKNOWN129193 | Long Island | Long Island | 69 | 739 | CANAL | 69 | 1 | Closed | 0.06254 | 0.14217 | 0.00278 | 1 | 0 | 250 | 250 | 250 | 7 | 9.8
549_739_2 | 549 | UNKNOWN129193 | Long Island | Long Island | 69 | 739 | CANAL | 69 | 2 | Closed | 0.06254 | 0.14217 | 0.00278 | 1 | 0 | 250 | 250 | 250 | 7 | 9.8
55_56_1 | 55 | UNKNOWN124257 | Central | Central | 115 | 56 | UNKNOWN124258 | 115 | 1 | Closed | 0.00881 | 0.03642 | 0.00603 | 1 | 0 | 167 | 556 | 210 | 6.7 | 7.3
550_1164_1 | 550 | UNKNOWN129197 | Long Island | Long Island | 138 | 1164 | BROOKHAVEN | 138 | 1 | Closed | 0.00232 | 0.01159 | 0.08778 | 1 | 0 | 261 | 562 | 432 | 9.3 | 15.8
550_1164_2 | 550 | UNKNOWN129197 | Long Island | Long Island | 138 | 1164 | BROOKHAVEN | 138 | 2 | Closed | 0.00232 | 0.0116 | 0.08786 | 1 | 0 | 261 | 562 | 432 | 9.3 | 15.8
550_1165_1 | 550 | UNKNOWN129197 | Long Island | Long Island | 138 | 1165 | WILDWOOD | 138 | 1 | Closed | 0.00261 | 0.01304 | 0.09879 | 1 | 0 | 261 | 562 | 432 | 9.5 | 17.7
550_1165_2 | 550 | UNKNOWN129197 | Long Island | Long Island | 138 | 1165 | WILDWOOD | 138 | 2 | Closed | 0.00261 | 0.01304 | 0.09879 | 1 | 0 | 261 | 562 | 432 | 9.5 | 17.7
550_1170_1 | 550 | UNKNOWN129197 | Long Island | Long Island | 138 | 1170 | UNKNOWN141047 | 138 | 1 | Closed | 0.00104 | 0.0052 | 0.03937 | 1 | 0 | 261 | 562 | 432 | 4.6 | 7.1
550_1489_1 | 550 | UNKNOWN129197 | Long Island | Long Island | 138 | 1489 | UNKNOWN129197 | 69 | 1 | Closed | 0.00302 | 0.10864 | 0 | 1 | 0 | 500 | 500 | 500 | 0 | 0
550_1489_2 | 550 | UNKNOWN129197 | Long Island | Long Island | 138 | 1489 | UNKNOWN129197 | 69 | 2 | Closed | 0.00302 | 0.10864 | 0 | 1 | 0 | 500 | 500 | 500 | 0 | 0
551_1539_1 | 551 | UNKNOWN129199 | Long Island | Long Island | 69 | 1539 | BROOKHAVEN | 69 | 1 | Closed | 0.01223 | 0.02781 | 0.00054 | 1 | 0 | 96 | 250 | 123 | 1.4 | 1.9
551_1539_2 | 551 | UNKNOWN129199 | Long Island | Long Island | 69 | 1539 | BROOKHAVEN | 69 | 2 | Closed | 0.01234 | 0.02805 | 0.00055 | 1 | 0 | 96 | 250 | 123 | 1.4 | 1.9
552_1490_1 | 552 | UNKNOWN129212 | Long Island | Long Island | 138 | 1490 | UNKNOWN129212 | 69 | 1 | Closed | 0.00302 | 0.10864 | 0 | 1 | 0 | 125 | 145 | 170 | 0 | 0
552_608_1 | 552 | UNKNOWN129212 | Long Island | Long Island | 138 | 608 | HOLBROOK | 138 | 1 | Closed | 0.00178 | 0.00889 | 0.06732 | 1 | 0 | 261 | 562 | 432 | 8.8 | 12.1
552_608_2 | 552 | UNKNOWN129212 | Long Island | Long Island | 138 | 608 | HOLBROOK | 138 | 2 | Closed | 0.00177 | 0.00885 | 0.06702 | 1 | 0 | 261 | 562 | 432 | 8.8 | 12
553_842_1 | 553 | UNKNOWN129228 | Long Island | Long Island | 138 | 842 | RULAND ROAD | 138 | 1 | Closed | 0.0001 | 0.001 | 0.03 | 1 | 0 | 400 | 562 | 432 | 2.7 | 2.7
553_842_2 | 553 | UNKNOWN129228 | Long Island | Long Island | 138 | 842 | RULAND ROAD | 138 | 2 | Closed | 0.00018 | 0.001 | 0.0305 | 1 | 0 | 400 | 562 | 432 | 2.7 | 2.7
554_1164_1 | 554 | UNKNOWN129497 | Long Island | Long Island | 138 | 1164 | BROOKHAVEN | 138 | 1 | Closed | 0.00144 | 0.00719 | 0.05447 | 1 | 0 | 261 | 562 | 432 | 5.3 | 9.8
554_1164_2 | 554 | UNKNOWN129497 | Long Island | Long Island | 138 | 1164 | BROOKHAVEN | 138 | 2 | Closed | 0.00143 | 0.00712 | 0.05398 | 1 | 0 | 261 | 562 | 432 | 5.3 | 9.7
554_1164_3 | 554 | UNKNOWN129497 | Long Island | Long Island | 138 | 1164 | BROOKHAVEN | 138 | 3 | Closed | 0.00143 | 0.00712 | 0.05398 | 1 | 0 | 261 | 562 | 432 | 5.3 | 9.7
554_1491_1 | 554 | UNKNOWN129497 | Long Island | Long Island | 138 | 1491 | UNKNOWN129497 | 69 | 1 | Closed | 0.00302 | 0.10864 | 0 | 1 | 0 | 125 | 145 | 170 | 0 | 0
554_555_1 | 554 | UNKNOWN129497 | Long Island | Long Island | 138 | 555 | UNKNOWN129500 | 138 | 1 | Closed | 0.00203 | 0.01013 | 0.07672 | 1 | 0 | 261 | 562 | 432 | 6.9 | 13.8
554_608_1 | 554 | UNKNOWN129497 | Long Island | Long Island | 138 | 608 | HOLBROOK | 138 | 1 | Closed | 0.00199 | 0.00994 | 0.07534 | 1 | 0 | 261 | 562 | 432 | 7 | 13.5
555_1492_1 | 555 | UNKNOWN129500 | Long Island | Long Island | 138 | 1492 | UNKNOWN129500 | 69 | 1 | Closed | 0.00302 | 0.10864 | 0 | 1 | 0 | 250 | 250 | 250 | 0 | 0
555_608_1 | 555 | UNKNOWN129500 | Long Island | Long Island | 138 | 608 | HOLBROOK | 138 | 1 | Closed | 7e-05 | 0.00037 | 0.00283 | 1 | 0 | 261 | 562 | 432 | 0.3 | 0.5
556_597_1 | 556 | WEST ASTORIA | NYC | NYC | 138 | 597 | NORTH QUEENS | 138 | 1 | Closed | 8e-05 | 0.00042 | 0.00322 | 1 | 0 | 562 | 562 | 562 | 0.4 | 0.6
556_629_1 | 556 | WEST ASTORIA | NYC | NYC | 138 | 629 | QUEENSBRIDGE | 138 | 1 | Closed | 0.00057 | 0.00285 | 0.0216 | 1 | 0 | 562 | 562 | 562 | 2.6 | 3.9
556_629_2 | 556 | WEST ASTORIA | NYC | NYC | 138 | 629 | QUEENSBRIDGE | 138 | 2 | Closed | 0.00057 | 0.00285 | 0.0216 | 1 | 0 | 562 | 562 | 562 | 2.6 | 3.9
557_1493_1 | 557 | EAST ASTORIA | NYC | NYC | 345 | 1493 | EAST ASTORIA | 138 | 1 | Closed | 0.0012 | 0.055 | 0 | 1 | 0 | 1292 | 1347 | 1395 | 0 | 0
557_1493_2 | 557 | EAST ASTORIA | NYC | NYC | 345 | 1493 | EAST ASTORIA | 138 | 2 | Closed | 0.0012 | 0.055 | 0 | 1 | 0 | 1292 | 1347 | 1395 | 0 | 0
557_79_1 | 557 | EAST ASTORIA | NYC | NYC | 345 | 79 | EAST 13TH STREET | 345 | 1 | Closed | 0.00012 | 0.0023 | 0.05 | 1 | 0 | 1200 | 1200 | 1200 | 5.4 | 5.3
557_79_2 | 557 | EAST ASTORIA | NYC | NYC | 345 | 79 | EAST 13TH STREET | 345 | 2 | Closed | 0.00012 | 0.0023 | 0.05 | 1 | 0 | 1200 | 1200 | 1200 | 5.4 | 5.3
56_57_1 | 56 | UNKNOWN124258 | Central | Central | 115 | 57 | UNKNOWN124262 | 115 | 1 | Closed | 0.01171 | 0.04844 | 0.00802 | 1 | 0 | 167 | 556 | 210 | 8.5 | 9.7
560_1494_1 | 560 | SHORE RD | Long Island | Long Island | 345 | 1494 | SHORE RD | 69 | 1 | Closed | 0.00106 | 0.0574 | 0 | 1 | 0 | 500 | 500 | 500 | 0 | 0
560_1494_2 | 560 | SHORE RD | Long Island | Long Island | 345 | 1494 | SHORE RD | 69 | 2 | Closed | 0.00106 | 0.0574 | 0 | 1 | 0 | 500 | 500 | 500 | 0 | 0
560_593_1 | 560 | SHORE RD | Long Island | Dunwoodie | 345 | 593 | DUNWOODIE | 345 | 1 | Closed | 0.00046 | 0.00697 | 0.18022 | 1 | 0 | 600 | 2454 | 1804 | 13.3 | 17.5
561_567_1 | 561 | UNKNOWN129558 | Long Island | Long Island | 69 | 567 | UNKNOWN129899 | 69 | 1 | Closed | 0.02338 | 0.05314 | 0.00104 | 1 | 0 | 96 | 250 | 123 | 3.3 | 3.7
561_587_1 | 561 | UNKNOWN129558 | Long Island | Long Island | 69 | 587 | WHITESIDE | 69 | 1 | Closed | 0.0271 | 0.06162 | 0.0012 | 1 | 0 | 250 | 250 | 250 | 3.8 | 4.2
561_598_1 | 561 | UNKNOWN129558 | Long Island | Long Island | 69 | 598 | GREAT NECK | 69 | 1 | Closed | 0.02266 | 0.05151 | 0.00101 | 1 | 0 | 200 | 250 | 200 | 3.2 | 3.6
564_1540_1 | 564 | UNKNOWN129570 | Long Island | Long Island | 69 | 1540 | WILDWOOD | 69 | 1 | Closed | 0.00691 | 0.01571 | 0.00031 | 1 | 0 | 96 | 250 | 123 | 0.9 | 1.1
565_1401_N | 565 | UNKNOWN129572 | Millwood | Hudson Valley | 115 | 1401 | TAP161212 | 115 | N | Closed | 0.00229 | 0.01143 | 0.08661 | 1 | 0 | 261 | 562 | 432 | 9.9 | 15.5
565_1525_1 | 565 | UNKNOWN129572 | Millwood | Millwood | 115 | 1525 | BUCHANAN | 115 | 1 | Closed | 0.00023 | 0.00114 | 0.00866 | 1 | 0 | 261 | 562 | 432 | 0.9 | 1.6
567_1497_1 | 567 | UNKNOWN129899 | Long Island | Long Island | 69 | 1497 | EAST GARDEN CITY | 69 | 1 | Closed | 0.00919 | 0.0209 | 0.00041 | 1 | 0 | 250 | 250 | 325 | 1.2 | 1.4
567_1497_2 | 567 | UNKNOWN129899 | Long Island | Long Island | 69 | 1497 | EAST GARDEN CITY | 69 | 2 | Closed | 0.00919 | 0.0209 | 0.00041 | 1 | 0 | 250 | 250 | 325 | 1.2 | 1.4
567_588_1 | 567 | UNKNOWN129899 | Long Island | Long Island | 69 | 588 | WEST HEMPSTEAD | 69 | 1 | Closed | 0.01166 | 0.02651 | 0.00052 | 1 | 0 | 250 | 250 | 275 | 1.7 | 1.8
567_588_2 | 567 | UNKNOWN129899 | Long Island | Long Island | 69 | 588 | WEST HEMPSTEAD | 69 | 2 | Closed | 0.01166 | 0.02651 | 0.00052 | 1 | 0 | 250 | 250 | 275 | 1.7 | 1.8
568_591_1 | 568 | UNKNOWN129909 | Long Island | Long Island | 69 | 591 | LEVITTOWN | 69 | 1 | Closed | 0.01312 | 0.02982 | 0.00058 | 1 | 0 | 250 | 250 | 250 | 1.8 | 2.1
568_841_1 | 568 | UNKNOWN129909 | Long Island | Long Island | 69 | 841 | MASSAPEQUA | 69 | 1 | Closed | 0.01472 | 0.03347 | 0.00065 | 1 | 0 | 250 | 250 | 250 | 2 | 2.3
569_591_1 | 569 | UNKNOWN129912 | Long Island | Long Island | 69 | 591 | LEVITTOWN | 69 | 1 | Closed | 0.0076 | 0.01727 | 0.00034 | 1 | 0 | 250 | 250 | 250 | 1.1 | 1.2
569_591_2 | 569 | UNKNOWN129912 | Long Island | Long Island | 69 | 591 | LEVITTOWN | 69 | 2 | Closed | 0.0076 | 0.01727 | 0.00034 | 1 | 0 | 250 | 250 | 250 | 1.1 | 1.2
569_592_1 | 569 | UNKNOWN129912 | Long Island | Long Island | 69 | 592 | NEW SOUTH ROAD | 69 | 1 | Closed | 0.01108 | 0.0252 | 0.00049 | 1 | 0 | 200 | 250 | 200 | 1.1 | 1.7
57_133_1 | 57 | UNKNOWN124262 | Central | Central | 115 | 133 | UNKNOWN124726 | 115 | 1 | Closed | 0.01248 | 0.05159 | 0.00854 | 1 | 0 | 167 | 556 | 210 | 5.6 | 10.4
570_1506_1 | 570 | UNKNOWN129913 | NYC | NYC | 69 | 1506 | JAMAICA | 69 | 1 | Closed | 0.02818 | 0.06407 | 0.00125 | 1 | 0 | 200 | 125 | 200 | 4 | 4.4
570_1506_2 | 570 | UNKNOWN129913 | NYC | NYC | 69 | 1506 | JAMAICA | 69 | 2 | Closed | 0.02818 | 0.06407 | 0.00125 | 1 | 0 | 200 | 125 | 200 | 4 | 4.4
571_1528_1 | 571 | UNKNOWN129920 | NYC | NYC | 345 | 1528 | GOWANUS | 345 | 1 | Closed | 0.00181 | 0.01457 | 0.05559 | 1 | 0 | 936 | 936 | 936 | 10.6 | 14.1
571_1531_1 | 571 | UNKNOWN129920 | NYC | NYC | 345 | 1531 | LEONARD STREET | 345 | 1 | Closed | 0.00208 | 0.01673 | 0.06382 | 1 | 0 | 900 | 900 | 900 | 12.2 | 16.1
571_1531_2 | 571 | UNKNOWN129920 | NYC | NYC | 345 | 1531 | LEONARD STREET | 345 | 2 | Closed | 0.00208 | 0.01673 | 0.06382 | 1 | 0 | 900 | 900 | 900 | 12.2 | 16.1
572_1160_1 | 572 | UNKNOWN129921 | Long Island | Long Island | 138 | 1160 | ELWOOD | 138 | 1 | Closed | 0.00049 | 0.00245 | 0.01858 | 1 | 0 | 261 | 562 | 432 | 2 | 3.3
577_578_1 | 577 | UNKNOWN130194 | Long Island | Long Island | 69 | 578 | UNKNOWN130195 | 69 | 1 | Closed | 0.00134 | 0.00306 | 6e-05 | 1 | 0 | 96 | 250 | 123 | 0.2 | 0.2
578_846_1 | 578 | UNKNOWN130195 | Long Island | Long Island | 69 | 846 | PINELAWN | 69 | 1 | Closed | 0.00849 | 0.0193 | 0.00038 | 1 | 0 | 96 | 250 | 123 | 0.9 | 1.3
58_1552_1 | 58 | UNKNOWN124322 | Central | Central | 115 | 1552 | OSWEGO | 115 | 1 | Closed | 0.00016 | 0.00068 | 0.00011 | 1 | 0 | 417 | 417 | 417 | 0.1 | 0.1
58_353_1 | 58 | UNKNOWN124322 | Central | Central | 115 | 353 | S OSWEGO | 115 | 1 | Closed | 0.00193 | 0.00799 | 0.00132 | 1 | 0 | 417 | 417 | 417 | 1.4 | 1.6
580_1495_1 | 580 | NEWBRIDGE ROAD | Long Island | Long Island | 345 | 1495 | NEWBRIDGE ROAD | 69 | 1 | Closed | 0.00106 | 0.0574 | 0 | 1 | 0 | 450 | 450 | 450 | 0 | 0
580_1496_1 | 580 | NEWBRIDGE ROAD | Long Island | Long Island | 345 | 1496 | NEWBRIDGE ROAD | 138 | 1 | Closed | 1e-05 | 0.03356 | 0 | 1 | 0 | 775 | 775 | 775 | 0 | 0
580_1496_2 | 580 | NEWBRIDGE ROAD | Long Island | Long Island | 345 | 1496 | NEWBRIDGE ROAD | 138 | 2 | Closed | 1e-05 | 0.03356 | 0 | 1 | 0 | 775 | 775 | 775 | 0 | 0
580_1499_1 | 580 | NEWBRIDGE ROAD | Long Island | Long Island | 345 | 1499 | DUFFY AVENUE CONVERTER STATION | 345 | 1 | Closed | 6e-05 | 0.00089 | 0.02291 | 1 | 0 | 1216 | 2454 | 1804 | 2 | 2.2
580_589_1 | 580 | NEWBRIDGE ROAD | Long Island | Long Island | 345 | 589 | EAST GARDEN CITY | 345 | 1 | Closed | 0.00012 | 0.00182 | 0.04706 | 1 | 0 | 1216 | 2454 | 1804 | 3.7 | 4.6
580_589_2 | 580 | NEWBRIDGE ROAD | Long Island | Long Island | 345 | 589 | EAST GARDEN CITY | 345 | 2 | Closed | 0.00012 | 0.00182 | 0.04707 | 1 | 0 | 1216 | 2454 | 1804 | 3.7 | 4.6
581_582_1 | 581 | OYSTER BAY | Long Island | Long Island | 69 | 582 | ORCHARD | 69 | 1 | Closed | 0.04093 | 0.09306 | 0.00182 | 1 | 0 | 300 | 300 | 300 | 4.6 | 6.4
581_840_1 | 581 | OYSTER BAY | Long Island | Long Island | 69 | 840 | SYOSSET | 69 | 1 | Closed | 0.04374 | 0.09944 | 0.00194 | 1 | 0 | 300 | 300 | 300 | 4.6 | 6.9
582_583_1 | 582 | ORCHARD | Long Island | Long Island | 69 | 583 | GLEN HEAD | 69 | 1 | Closed | 0.01011 | 0.02299 | 0.00045 | 1 | 0 | 200 | 250 | 200 | 1.5 | 1.6
584_1498_1 | 584 | WOODBURY | Long Island | Long Island | 69 | 1498 | DUFFY AVENUE CONVERTER STATION | 69 | 1 | Closed | 0.03244 | 0.07375 | 0.00144 | 1 | 0 | 300 | 300 | 300 | 4.6 | 5.1
584_1523_1 | 584 | WOODBURY | Long Island | Long Island | 69 | 1523 | OAKWOOD | 69 | 1 | Closed | 0.02864 | 0.06511 | 0.00127 | 1 | 0 | 96 | 250 | 123 | 4 | 4.5
584_840_1 | 584 | WOODBURY | Long Island | Long Island | 69 | 840 | SYOSSET | 69 | 1 | Closed | 0.01201 | 0.0273 | 0.00053 | 1 | 0 | 96 | 250 | 123 | 1.7 | 1.9
585_586_1 | 585 | BAR BEACH | Long Island | Long Island | 69 | 586 | PORT WASHINGTON | 69 | 1 | Closed | 0.01878 | 0.04268 | 0.00083 | 1 | 0 | 250 | 250 | 250 | 1.7 | 2.9
586_598_1 | 586 | PORT WASHINGTON | Long Island | Long Island | 69 | 598 | GREAT NECK | 69 | 1 | Closed | 0.02555 | 0.05808 | 0.00114 | 1 | 0 | 250 | 250 | 250 | 3.2 | 4
587_625_1 | 587 | WHITESIDE | Long Island | Long Island | 69 | 625 | CORONA AVE | 69 | 1 | Closed | 0.01756 | 0.03993 | 0.00078 | 1 | 0 | 250 | 250 | 250 | 1.9 | 2.8
589_1497_1 | 589 | EAST GARDEN CITY | Long Island | Long Island | 345 | 1497 | EAST GARDEN CITY | 69 | 1 | Closed | 0.00106 | 0.0574 | 0 | 1 | 0 | 500 | 500 | 500 | 0 | 0
589_1497_2 | 589 | EAST GARDEN CITY | Long Island | Long Island | 345 | 1497 | EAST GARDEN CITY | 69 | 2 | Closed | 0.00106 | 0.0574 | 0 | 1 | 0 | 500 | 500 | 500 | 0 | 0
589_594_1 | 589 | EAST GARDEN CITY | Long Island | Dunwoodie | 345 | 594 | SPRAIN BROOK | 345 | 1 | Closed | 0.00073 | 0.01109 | 0.28674 | 1 | 0 | 1500 | 2454 | 1804 | 20.3 | 27.9
589_594_2 | 589 | EAST GARDEN CITY | Long Island | Dunwoodie | 345 | 594 | SPRAIN BROOK | 345 | 2 | Closed | 0.00073 | 0.01109 | 0.28674 | 1 | 0 | 1500 | 2454 | 1804 | 20.3 | 27.9
59_1220_NX | 59 | UNKNOWN124323 | Mohawk Valley | Mohawk Valley | 115 | 1220 | ADIRONDACK | 230 | NX | Closed | 0.00149 | 0.0623 | 0 | 1 | 0 | 325 | 325 | 325 | 0.4 | 0
59_15_1 | 59 | UNKNOWN124323 | Mohawk Valley | Mohawk Valley | 115 | 15 | UNKNOWN124145 | 115 | 1 | Closed | 0.03648 | 0.15084 | 0.02498 | 1 | 0 | 167 | 556 | 210 | 23.5 | 30.3
59_83_1 | 59 | UNKNOWN124323 | Mohawk Valley | Mohawk Valley | 115 | 83 | UNKNOWN124528 | 115 | 1 | Closed | 0.00638 | 0.02637 | 0.00437 | 1 | 0 | 167 | 556 | 210 | 3.7 | 5.3
59_83_2 | 59 | UNKNOWN124323 | Mohawk Valley | Mohawk Valley | 115 | 83 | UNKNOWN124528 | 115 | 2 | Closed | 0.00637 | 0.02632 | 0.00436 | 1 | 0 | 167 | 556 | 210 | 3.7 | 5.3
590_1498_1 | 590 | DUFFY AVENUE CONVERTER STATION | Long Island | Long Island | 345 | 1498 | DUFFY AVENUE CONVERTER STATION | 69 | 1 | Closed | 0.00106 | 0.0574 | 0 | 1 | 0 | 360 | 360 | 400 | 0 | 0
590_1499_1 | 590 | DUFFY AVENUE CONVERTER STATION | Long Island | Long Island | 345 | 1499 | DUFFY AVENUE CONVERTER STATION | 345 | 1 | Closed | 0 | 1e-05 | 0 | 1 | 0 | 1216 | 2454 | 1804 | 0 | 0
591_843_1 | 591 | LEVITTOWN | Long Island | Long Island | 69 | 843 | BETHPAGE | 69 | 1 | Closed | 0.01393 | 0.03166 | 0.00062 | 1 | 0 | 200 | 250 | 200 | 1.7 | 2.2
591_843_2 | 591 | LEVITTOWN | Long Island | Long Island | 69 | 843 | BETHPAGE | 69 | 2 | Closed | 0.01393 | 0.03166 | 0.00062 | 1 | 0 | 200 | 250 | 200 | 1.7 | 2.2
592_840_1 | 592 | NEW SOUTH ROAD | Long Island | Long Island | 69 | 840 | SYOSSET | 69 | 1 | Closed | 0.04416 | 0.10039 | 0.00196 | 1 | 0 | 96 | 250 | 123 | 4.7 | 6.9
593_1500_1 | 593 | DUNWOODIE | Dunwoodie | Dunwoodie | 345 | 1500 | DUNWOODIE | 69 | 1 | Closed | 0.00106 | 0.0574 | 0 | 1 | 0 | 260 | 290 | 345 | 0 | 0
593_1500_2 | 593 | DUNWOODIE | Dunwoodie | Dunwoodie | 345 | 1500 | DUNWOODIE | 69 | 2 | Closed | 0.00106 | 0.0574 | 0 | 1 | 0 | 260 | 290 | 345 | 0 | 0
593_1501_1 | 593 | DUNWOODIE | Dunwoodie | Dunwoodie | 345 | 1501 | DUNWOODIE | 138 | 1 | Closed | 0.00133 | 0.0571 | 0 | 1 | 0 | 850 | 850 | 850 | 0 | 0
593_1501_2 | 593 | DUNWOODIE | Dunwoodie | Dunwoodie | 345 | 1501 | DUNWOODIE | 138 | 2 | Closed | 0.00133 | 0.0571 | 0 | 1 | 0 | 850 | 850 | 850 | 0 | 0
593_594_1 | 593 | DUNWOODIE | Dunwoodie | Dunwoodie | 345 | 594 | SPRAIN BROOK | 345 | 1 | Closed | 5e-05 | 0.00082 | 0.02111 | 1 | 0 | 1216 | 2454 | 1804 | 1.2 | 2.1
593_594_2 | 593 | DUNWOODIE | Dunwoodie | Dunwoodie | 345 | 594 | SPRAIN BROOK | 345 | 2 | Closed | 4e-05 | 0.00055 | 0.01432 | 1 | 0 | 1216 | 2454 | 1804 | 1.2 | 1.4
593_594_3 | 593 | DUNWOODIE | Dunwoodie | Dunwoodie | 345 | 594 | SPRAIN BROOK | 345 | 3 | Closed | 5e-05 | 0.0007 | 0.01801 | 1 | 0 | 1216 | 2454 | 1804 | 1.2 | 1.8
593_594_4 | 593 | DUNWOODIE | Dunwoodie | Dunwoodie | 345 | 594 | SPRAIN BROOK | 345 | 4 | Closed | 4e-05 | 0.00055 | 0.01426 | 1 | 0 | 1216 | 2454 | 1804 | 1.2 | 1.4
593_898_1 | 593 | DUNWOODIE | Dunwoodie | Millwood | 345 | 898 | PLEASENTVILLE | 345 | 1 | Closed | 0.00053 | 0.00812 | 0.21 | 1 | 0 | 1216 | 2454 | 1804 | 14.5 | 20.4
593_898_2 | 593 | DUNWOODIE | Dunwoodie | Millwood | 345 | 898 | PLEASENTVILLE | 345 | 2 | Closed | 0.00053 | 0.00814 | 0.21032 | 1 | 0 | 1216 | 2454 | 1804 | 14.5 | 20.4
594_1502_1 | 594 | SPRAIN BROOK | Dunwoodie | Dunwoodie | 345 | 1502 | SPRAIN BROOK | 138 | 1 | Closed | 0.00124 | 0.0669 | 0 | 1 | 0 | 700 | 700 | 700 | 0 | 0
594_1502_2 | 594 | SPRAIN BROOK | Dunwoodie | Dunwoodie | 345 | 1502 | SPRAIN BROOK | 138 | 2 | Closed | 0.00124 | 0.0669 | 0 | 1 | 0 | 700 | 700 | 700 | 0 | 0
594_1502_3 | 594 | SPRAIN BROOK | Dunwoodie | Dunwoodie | 345 | 1502 | SPRAIN BROOK | 138 | 3 | Closed | 0.00124 | 0.0669 | 0 | 1 | 0 | 700 | 700 | 700 | 0 | 0
595_1457_1 | 595 | BRUCKNER | NYC | NYC | 138 | 1457 | UNKNOWN172524 | 138 | 1 | Closed | 0.0002 | 0.001 | 0.00745 | 1 | 0 | 562 | 562 | 562 | 0.9 | 1.3
595_1493_1 | 595 | BRUCKNER | NYC | NYC | 138 | 1493 | EAST ASTORIA | 138 | 1 | Closed | 0.00023 | 0.00114 | 0.00864 | 1 | 0 | 366 | 400 | 432 | 1.1 | 1.6
595_556_1 | 595 | BRUCKNER | NYC | NYC | 138 | 556 | WEST ASTORIA | 138 | 1 | Closed | 0.00015 | 0.00077 | 0.00583 | 1 | 0 | 562 | 562 | 562 | 0.8 | 1
595_556_2 | 595 | BRUCKNER | NYC | NYC | 138 | 556 | WEST ASTORIA | 138 | 2 | Closed | 0.00015 | 0.00077 | 0.00583 | 1 | 0 | 562 | 562 | 562 | 0.8 | 1
595_600_1 | 595 | BRUCKNER | NYC | NYC | 138 | 600 | EAST 179TH STREET | 138 | 1 | Closed | 0.00071 | 0.00357 | 0.02704 | 1 | 0 | 385 | 400 | 432 | 3.6 | 4.9
595_600_2 | 595 | BRUCKNER | NYC | NYC | 138 | 600 | EAST 179TH STREET | 138 | 2 | Closed | 0.00071 | 0.00357 | 0.02704 | 1 | 0 | 385 | 400 | 432 | 3.6 | 4.9
595_600_3 | 595 | BRUCKNER | NYC | NYC | 138 | 600 | EAST 179TH STREET | 138 | 3 | Closed | 0.00071 | 0.00357 | 0.02704 | 1 | 0 | 385 | 400 | 432 | 3.6 | 4.9
596_1502_1 | 596 | TREMONT | NYC | Dunwoodie | 138 | 1502 | SPRAIN BROOK | 138 | 1 | Closed | 0.00153 | 0.00767 | 0.05812 | 1 | 0 | 562 | 562 | 562 | 7.9 | 10.4
596_1502_2 | 596 | TREMONT | NYC | Dunwoodie | 138 | 1502 | SPRAIN BROOK | 138 | 2 | Closed | 0.00153 | 0.00767 | 0.05812 | 1 | 0 | 562 | 562 | 562 | 7.9 | 10.4
596_1502_3 | 596 | TREMONT | NYC | Dunwoodie | 138 | 1502 | SPRAIN BROOK | 138 | 3 | Closed | 0.00153 | 0.00767 | 0.05812 | 1 | 0 | 562 | 562 | 562 | 7.9 | 10.4
596_1503_1 | 596 | TREMONT | NYC | NYC | 138 | 1503 | TREMONT | 69 | 1 | Closed | 0.00302 | 0.10864 | 0 | 1 | 0 | 210 | 210 | 210 | 0 | 0
596_1503_2 | 596 | TREMONT | NYC | NYC | 138 | 1503 | TREMONT | 69 | 2 | Closed | 0.00302 | 0.10864 | 0 | 1 | 0 | 210 | 210 | 210 | 0 | 0
596_599_1 | 596 | TREMONT | NYC | NYC | 138 | 599 | PARKCHESTER | 138 | 1 | Closed | 1e-05 | 4e-05 | 0.00032 | 1 | 0 | 562 | 562 | 562 | 0 | 0.1
596_599_2 | 596 | TREMONT | NYC | NYC | 138 | 599 | PARKCHESTER | 138 | 2 | Closed | 1e-05 | 4e-05 | 0.00032 | 1 | 0 | 562 | 562 | 562 | 0 | 0.1
597_1456_1 | 597 | NORTH QUEENS | NYC | NYC | 138 | 1456 | UNKNOWN172523 | 138 | 1 | Closed | 0.00012 | 0.00061 | 0.00465 | 1 | 0 | 562 | 562 | 562 | 0.5 | 0.8
597_1457_1 | 597 | NORTH QUEENS | NYC | NYC | 138 | 1457 | UNKNOWN172524 | 138 | 1 | Closed | 0.00011 | 0.00053 | 0.00404 | 1 | 0 | 562 | 562 | 562 | 0.5 | 0.7
597_1457_2 | 597 | NORTH QUEENS | NYC | NYC | 138 | 1457 | UNKNOWN172524 | 138 | 2 | Closed | 0.00011 | 0.00053 | 0.00404 | 1 | 0 | 562 | 562 | 562 | 0.5 | 0.7
597_1457_3 | 597 | NORTH QUEENS | NYC | NYC | 138 | 1457 | UNKNOWN172524 | 138 | 3 | Closed | 0.00011 | 0.00053 | 0.00404 | 1 | 0 | 562 | 562 | 562 | 0.5 | 0.7
599_600_1 | 599 | PARKCHESTER | NYC | NYC | 138 | 600 | EAST 179TH STREET | 138 | 1 | Closed | 0.00041 | 0.00206 | 0.01561 | 1 | 0 | 565 | 565 | 565 | 1.6 | 2.8
60_500_1 | 60 | UNKNOWN124328 | Mohawk Valley | Mohawk Valley | 69 | 500 | UNKNOWN128156 | 69 | 1 | Closed | 0.03202 | 0.0728 | 0.00142 | 1 | 0 | 96 | 250 | 123 | 4.9 | 5
601_628_1 | 601 | CORONA | NYC | NYC | 138 | 628 | JAMAICA | 138 | 1 | Closed | 0.00085 | 0.00423 | 0.03207 | 1 | 0 | 311 | 311 | 311 | 3.8 | 5.8
601_628_2 | 601 | CORONA | NYC | NYC | 138 | 628 | JAMAICA | 138 | 2 | Closed | 0.00085 | 0.00423 | 0.03207 | 1 | 0 | 311 | 311 | 311 | 3.8 | 5.8
601_628_3 | 601 | CORONA | NYC | NYC | 138 | 628 | JAMAICA | 138 | 3 | Closed | 0.00085 | 0.00423 | 0.03207 | 1 | 0 | 311 | 311 | 311 | 3.8 | 5.8
602_1491_1 | 602 | YAPHANK | Long Island | Long Island | 69 | 1491 | UNKNOWN129497 | 69 | 1 | Closed | 0.00812 | 0.01846 | 0.00036 | 1 | 0 | 96 | 250 | 123 | 1.1 | 1.3
603_1150_1 | 603 | WEST YAPHANK | Long Island | Long Island | 69 | 1150 | YAPHANK | 69 | 1 | Closed | 0.03614 | 0.08215 | 0.00161 | 1 | 0 | 123 | 123 | 123 | 4.2 | 5.7
603_604_1 | 603 | WEST YAPHANK | Long Island | Long Island | 69 | 604 | HOLTSVILLE | 69 | 1 | Closed | 0.02266 | 0.05152 | 0.00101 | 1 | 0 | 190 | 190 | 190 | 2.8 | 3.6
603_604_2 | 603 | WEST YAPHANK | Long Island | Long Island | 69 | 604 | HOLTSVILLE | 69 | 2 | Closed | 0.02266 | 0.05152 | 0.00101 | 1 | 0 | 190 | 190 | 190 | 2.8 | 3.6
603_604_3 | 603 | WEST YAPHANK | Long Island | Long Island | 69 | 604 | HOLTSVILLE | 69 | 3 | Closed | 0.02266 | 0.05152 | 0.00101 | 1 | 0 | 190 | 190 | 190 | 2.8 | 3.6
603_605_1 | 603 | WEST YAPHANK | Long Island | Long Island | 69 | 605 | NORTH BELLPORT | 69 | 1 | Closed | 0.02597 | 0.05903 | 0.00115 | 1 | 0 | 96 | 250 | 123 | 3.5 | 4.1
603_611_1 | 603 | WEST YAPHANK | Long Island | Long Island | 69 | 611 | UNKNOWN135467 | 69 | 1 | Closed | 0.00142 | 0.00323 | 6e-05 | 1 | 0 | 250 | 250 | 250 | 0.1 | 0.2
603_611_2 | 603 | WEST YAPHANK | Long Island | Long Island | 69 | 611 | UNKNOWN135467 | 69 | 2 | Closed | 0.00142 | 0.00323 | 6e-05 | 1 | 0 | 250 | 250 | 250 | 0.1 | 0.2
603_612_1 | 603 | WEST YAPHANK | Long Island | Long Island | 69 | 612 | UNKNOWN135468 | 69 | 1 | Closed | 0.00037 | 0.00084 | 2e-05 | 1 | 0 | 96 | 250 | 123 | 0 | 0.1
604_609_1 | 604 | HOLTSVILLE | Long Island | Long Island | 69 | 609 | HOLTSVILLE MGU | 69 | 1 | Closed | 0.02002 | 0.04552 | 0.00089 | 1 | 0 | 190 | 190 | 190 | 2.3 | 3.1
604_609_2 | 604 | HOLTSVILLE | Long Island | Long Island | 69 | 609 | HOLTSVILLE MGU | 69 | 2 | Closed | 0.02002 | 0.04552 | 0.00089 | 1 | 0 | 190 | 190 | 190 | 2.3 | 3.1
604_609_3 | 604 | HOLTSVILLE | Long Island | Long Island | 69 | 609 | HOLTSVILLE MGU | 69 | 3 | Closed | 0.02002 | 0.04552 | 0.00089 | 1 | 0 | 190 | 190 | 190 | 2.3 | 3.1
605_1504_1 | 605 | NORTH BELLPORT | Long Island | Long Island | 69 | 1504 | HOLBROOK | 69 | 1 | Closed | 0.07912 | 0.17987 | 0.00352 | 1 | 0 | 96 | 250 | 123 | 7.7 | 12.4
606_1163_1 | 606 | EASTPORT | Long Island | Long Island | 69 | 1163 | SUFFOLKAIRE | 69 | 1 | Closed | 0.04013 | 0.09122 | 0.00178 | 1 | 0 | 200 | 250 | 200 | 4.1 | 6.3
606_607_1 | 606 | EASTPORT | Long Island | Long Island | 69 | 607 | MORICHES | 69 | 1 | Closed | 0.0479 | 0.1089 | 0.00213 | 1 | 0 | 200 | 250 | 200 | 5.6 | 7.5
607_1539_1 | 607 | MORICHES | Long Island | Long Island | 69 | 1539 | BROOKHAVEN | 69 | 1 | Closed | 0.01789 | 0.04067 | 0.0008 | 1 | 0 | 200 | 250 | 200 | 2.4 | 2.8
608_1504_1 | 608 | HOLBROOK | Long Island | Long Island | 138 | 1504 | HOLBROOK | 69 | 1 | Closed | 0.00302 | 0.10864 | 0 | 1 | 0 | 170 | 170 | 170 | 0 | 0
608_619_1 | 608 | HOLBROOK | Long Island | Long Island | 138 | 619 | RONKONKOMA | 138 | 1 | Closed | 0.00051 | 0.00257 | 0.0195 | 1 | 0 | 261 | 562 | 432 | 1.9 | 3.5
61_1289_1 | 61 | UNKNOWN124336 | Central | Central | 115 | 1289 | ETNA | 115 | 1 | Closed | 0.02422 | 0.10014 | 0.01658 | 1 | 0 | 167 | 556 | 210 | 14.7 | 20.1
61_1289_2 | 61 | UNKNOWN124336 | Central | Central | 115 | 1289 | ETNA | 115 | 2 | Closed | 0.02343 | 0.09689 | 0.01604 | 1 | 0 | 167 | 556 | 210 | 14.7 | 19.5
610_611_1 | 610 | UNKNOWN135465 | Long Island | Long Island | 69 | 611 | UNKNOWN135467 | 69 | 1 | Closed | 0.00242 | 0.0055 | 0.00011 | 1 | 0 | 96 | 250 | 123 | 0.3 | 0.4
613_577_1 | 613 | TAP135472 | Long Island | Long Island | 69 | 577 | UNKNOWN130194 | 69 | 1 | Closed | 0.01125 | 0.02558 | 0.0005 | 1 | 0 | 96 | 250 | 123 | 0.9 | 1.8
613_846_1 | 613 | TAP135472 | Long Island | Long Island | 69 | 846 | PINELAWN | 69 | 1 | Closed | 0.00103 | 0.00233 | 5e-05 | 1 | 0 | 96 | 250 | 123 | 0.1 | 0.2
614_1541_1 | 614 | BRENTWOOD | Long Island | Long Island | 69 | 1541 | PILGRIM | 69 | 1 | Closed | 0.02943 | 0.06691 | 0.00131 | 1 | 0 | 96 | 250 | 123 | 2.9 | 4.6
614_1541_2 | 614 | BRENTWOOD | Long Island | Long Island | 69 | 1541 | PILGRIM | 69 | 2 | Closed | 0.0326 | 0.07412 | 0.00145 | 1 | 0 | 96 | 250 | 123 | 2.9 | 5.1
614_615_1 | 614 | BRENTWOOD | Long Island | Long Island | 69 | 615 | BRIGHTWATERS | 69 | 1 | Closed | 0.04451 | 0.10118 | 0.00198 | 1 | 0 | 96 | 250 | 123 | 4.7 | 7
614_618_1 | 614 | BRENTWOOD | Long Island | Long Island | 69 | 618 | PINES | 69 | 1 | Closed | 0.02093 | 0.04758 | 0.00093 | 1 | 0 | 96 | 250 | 123 | 2.6 | 3.3
614_837_1 | 614 | BRENTWOOD | Long Island | Long Island | 69 | 837 | DEER PARK | 69 | 1 | Closed | 0.01914 | 0.04352 | 0.00085 | 1 | 0 | 96 | 250 | 123 | 2.1 | 3
614_837_2 | 614 | BRENTWOOD | Long Island | Long Island | 69 | 837 | DEER PARK | 69 | 2 | Closed | 0.0188 | 0.04274 | 0.00084 | 1 | 0 | 96 | 250 | 123 | 2.1 | 3
615_617_1 | 615 | BRIGHTWATERS | Long Island | Long Island | 69 | 617 | WATSON | 69 | 1 | Closed | 0.02965 | 0.0674 | 0.00132 | 1 | 0 | 96 | 250 | 123 | 3.4 | 4.7
615_836_1 | 615 | BRIGHTWATERS | Long Island | Long Island | 69 | 836 | BABYLON | 69 | 1 | Closed | 0.01983 | 0.04509 | 0.00088 | 1 | 0 | 96 | 250 | 123 | 2.4 | 3.1
616_1505_1 | 616 | GREAT RIVER | Long Island | Long Island | 69 | 1505 | RONKONKOMA | 69 | 1 | Closed | 0.04264 | 0.09693 | 0.00189 | 1 | 0 | 96 | 250 | 123 | 6 | 6.7
616_617_1 | 616 | GREAT RIVER | Long Island | Long Island | 69 | 617 | WATSON | 69 | 1 | Closed | 0.02036 | 0.04628 | 0.0009 | 1 | 0 | 96 | 250 | 123 | 2.5 | 3.2
618_1505_1 | 618 | PINES | Long Island | Long Island | 69 | 1505 | RONKONKOMA | 69 | 1 | Closed | 0.05198 | 0.11817 | 0.00231 | 1 | 0 | 96 | 250 | 123 | 7.4 | 8.2
619_1505_1 | 619 | RONKONKOMA | Long Island | Long Island | 138 | 1505 | RONKONKOMA | 69 | 1 | Closed | 0.00302 | 0.10864 | 0 | 1 | 0 | 125 | 145 | 170 | 0 | 0
62_722_1 | 62 | UNKNOWN124337 | Capital | Capital | 345 | 722 | REYNOLDS | 345 | 1 | Closed | 0.00025 | 0.00383 | 0.09893 | 1 | 0 | 1216 | 2454 | 1804 | 4.6 | 9.6
620_625_1 | 620 | TAP135490 | Long Island | Long Island | 69 | 625 | CORONA AVE | 69 | 1 | Closed | 0.00915 | 0.02081 | 0.00041 | 1 | 0 | 250 | 250 | 250 | 1.1 | 1.4
620_626_1 | 620 | TAP135490 | Long Island | Long Island | 69 | 626 | VALLEY STREAM | 69 | 1 | Closed | 0.00042 | 0.00095 | 2e-05 | 1 | 0 | 250 | 250 | 250 | 0.1 | 0.1
620_626_2 | 620 | TAP135490 | Long Island | Long Island | 69 | 626 | VALLEY STREAM | 69 | 2 | Closed | 0.00042 | 0.00095 | 2e-05 | 1 | 0 | 250 | 250 | 250 | 0.1 | 0.1
620_995_1 | 620 | TAP135490 | Long Island | Long Island | 69 | 995 | TAP140036 | 69 | 1 | Closed | 0.00903 | 0.02052 | 0.0004 | 1 | 0 | 250 | 250 | 250 | 1.2 | 1.4
620_995_2 | 620 | TAP135490 | Long Island | Long Island | 69 | 995 | TAP140036 | 69 | 2 | Closed | 0.00903 | 0.02052 | 0.0004 | 1 | 0 | 250 | 250 | 250 | 1.2 | 1.4
621_623_1 | 621 | TAP135492 | Long Island | NYC | 69 | 623 | FAR ROCKAWAY | 69 | 1 | Closed | 0.01881 | 0.04275 | 0.00084 | 1 | 0 | 250 | 250 | 250 | 2.3 | 3
621_623_2 | 621 | TAP135492 | Long Island | NYC | 69 | 623 | FAR ROCKAWAY | 69 | 2 | Closed | 0.01881 | 0.04275 | 0.00084 | 1 | 0 | 250 | 250 | 250 | 2.3 | 3
621_626_1 | 621 | TAP135492 | Long Island | Long Island | 69 | 626 | VALLEY STREAM | 69 | 1 | Closed | 0.02808 | 0.06384 | 0.00125 | 1 | 0 | 300 | 300 | 300 | 3.2 | 4.4
621_627_1 | 621 | TAP135492 | Long Island | Long Island | 69 | 627 | WOODMERE | 69 | 1 | Closed | 0.00025 | 0.00057 | 1e-05 | 1 | 0 | 96 | 250 | 123 | 0 | 0
622_570_1 | 622 | TAP135493 | Long Island | NYC | 69 | 570 | UNKNOWN129913 | 69 | 1 | Closed | 0.02083 | 0.04736 | 0.00093 | 1 | 0 | 225 | 225 | 225 | 2.6 | 3.3
622_570_2 | 622 | TAP135493 | Long Island | NYC | 69 | 570 | UNKNOWN129913 | 69 | 2 | Closed | 0.02083 | 0.04736 | 0.00093 | 1 | 0 | 225 | 225 | 225 | 2.6 | 3.3
622_624_1 | 622 | TAP135493 | Long Island | Long Island | 69 | 624 | HEWLETT | 69 | 1 | Closed | 0.01137 | 0.02585 | 0.00051 | 1 | 0 | 250 | 250 | 250 | 1.7 | 1.8
622_997_1 | 622 | TAP135493 | Long Island | Long Island | 69 | 997 | TAP140039 | 69 | 1 | Closed | 0.02686 | 0.06105 | 0.00119 | 1 | 0 | 175 | 175 | 175 | 3.3 | 4.2
622_997_2 | 622 | TAP135493 | Long Island | Long Island | 69 | 997 | TAP140039 | 69 | 2 | Closed | 0.02686 | 0.06105 | 0.00119 | 1 | 0 | 175 | 175 | 175 | 3.3 | 4.2
623_1506_1 | 623 | FAR ROCKAWAY | NYC | NYC | 69 | 1506 | JAMAICA | 69 | 1 | Closed | 0.08 | 0.15 | 0.0025 | 1 | 0 | 96 | 250 | 123 | 6.7 | 9.6
624_623_1 | 624 | HEWLETT | Long Island | NYC | 69 | 623 | FAR ROCKAWAY | 69 | 1 | Closed | 0.0271 | 0.0616 | 0.0012 | 1 | 0 | 250 | 250 | 250 | 3.4 | 4.2
624_623_2 | 624 | HEWLETT | Long Island | NYC | 69 | 623 | FAR ROCKAWAY | 69 | 2 | Closed | 0.0271 | 0.0616 | 0.0012 | 1 | 0 | 250 | 250 | 250 | 3.4 | 4.2
626_1506_1 | 626 | VALLEY STREAM | Long Island | NYC | 69 | 1506 | JAMAICA | 69 | 1 | Closed | 0.05562 | 0.12645 | 0.00247 | 1 | 0 | 250 | 250 | 250 | 7.1 | 8.7
626_1506_2 | 626 | VALLEY STREAM | Long Island | NYC | 69 | 1506 | JAMAICA | 69 | 2 | Closed | 0.05562 | 0.12645 | 0.00247 | 1 | 0 | 250 | 250 | 250 | 7.1 | 8.7
628_1506_1 | 628 | JAMAICA | NYC | NYC | 138 | 1506 | JAMAICA | 69 | 1 | Closed | 0.00302 | 0.10864 | 0 | 1 | 0 | 500 | 500 | 500 | 0 | 0
629_1133_1 | 629 | QUEENSBRIDGE | NYC | NYC | 138 | 1133 | VERNON | 138 | 1 | Closed | 0.00012 | 0.00059 | 0.0045 | 1 | 0 | 357 | 562 | 562 | 0.5 | 0.8
629_1133_2 | 629 | QUEENSBRIDGE | NYC | NYC | 138 | 1133 | VERNON | 138 | 2 | Closed | 0.00012 | 0.00059 | 0.0045 | 1 | 0 | 357 | 562 | 562 | 0.5 | 0.8
629_1133_3 | 629 | QUEENSBRIDGE | NYC | NYC | 138 | 1133 | VERNON | 138 | 3 | Closed | 0.00012 | 0.00059 | 0.0045 | 1 | 0 | 357 | 562 | 562 | 0.5 | 0.8
63_62_1 | 63 | UNKNOWN124338 | Capital | Capital | 345 | 62 | UNKNOWN124337 | 345 | 1 | Closed | 0 | 5e-05 | 0.00123 | 1 | 0 | 1216 | 1216 | 1804 | 0.1 | 0.1
63_800_1 | 63 | UNKNOWN124338 | Capital | Capital | 345 | 800 | NEW SCOTLAND | 345 | 1 | Closed | 0.00024 | 0.00373 | 0.096 | 1 | 0 | 1216 | 1216 | 1804 | 7.9 | 9.4
630_1507_1 | 630 | ROTTERDAM | Capital | Capital | 230 | 1507 | ROTTERDAM | 115 | 1 | Closed | 0.00149 | 0.0623 | 0 | 1 | 0 | 326 | 369 | 423 | 0 | 0
631_634_1 | 631 | TAP135560 | Capital | Capital | 115 | 634 | BOYNTONVILLE | 115 | 1 | Closed | 7e-05 | 0.00031 | 5e-05 | 1 | 0 | 167 | 556 | 210 | 0 | 0.1
631_704_1 | 631 | TAP135560 | Capital | Capital | 115 | 704 | NORTH TROY | 115 | 1 | Closed | 0.01681 | 0.06953 | 0.01151 | 1 | 0 | 167 | 556 | 210 | 10.4 | 14
631_863_1 | 631 | TAP135560 | Capital | Capital | 115 | 863 | HOOKSINK | 115 | 1 | Closed | 0.00929 | 0.0384 | 0.00636 | 1 | 0 | 167 | 556 | 210 | 6.6 | 7.7
635_513_1 | 635 | TAP135581 | Capital | Capital | 115 | 513 | UNKNOWN128285 | 115 | 1 | Closed | 0.00424 | 0.01754 | 0.0029 | 1 | 0 | 167 | 556 | 210 | 2.8 | 3.5
635_6_1 | 635 | TAP135581 | Capital | Capital | 115 | 6 | UNKNOWN124124 | 115 | 1 | Closed | 0.00361 | 0.01494 | 0.00247 | 1 | 0 | 167 | 556 | 210 | 2.5 | 3
635_632_1 | 635 | TAP135581 | Capital | Capital | 115 | 632 | GROOMS ROAD | 115 | 1 | Closed | 0.00608 | 0.02514 | 0.00416 | 1 | 0 | 167 | 556 | 210 | 3.1 | 5.1
637_1508_1 | 637 | EASTOVER | Capital | Capital | 230 | 1508 | EASTOVER | 115 | 1 | Closed | 0.00149 | 0.0623 | 0 | 1 | 0 | 326 | 369 | 423 | 0 | 0
637_630_1 | 637 | EASTOVER | Capital | Capital | 230 | 630 | ROTTERDAM | 230 | 1 | Closed | 0.00432 | 0.03474 | 0.13256 | 1 | 0 | 453 | 936 | 579 | 18.8 | 33.5
638_767_1 | 638 | STURGEON POOL | Hudson Valley | Hudson Valley | 69 | 767 | HIGH FALLS | 69 | 1 | Closed | 0.04237 | 0.09632 | 0.00188 | 1 | 0 | 96 | 250 | 123 | 4.6 | 6.6
64_422_1 | 64 | UNKNOWN124339 | Mohawk Valley | Mohawk Valley | 115 | 422 | UNKNOWN125660 | 115 | 1 | Closed | 6e-05 | 0.00024 | 4e-05 | 1 | 0 | 167 | 556 | 210 | 0 | 0
641_1509_1 | 641 | SAUGERTIES | Hudson Valley | Hudson Valley | 69 | 1509 | HURLEY AVENUE | 69 | 1 | Closed | 0.07236 | 0.16451 | 0.00322 | 1 | 0 | 96 | 250 | 123 | 10.8 | 11.4
641_667_1 | 641 | SAUGERTIES | Hudson Valley | Hudson Valley | 69 | 667 | UNKNOWN135706 | 69 | 1 | Closed | 0.00243 | 0.00553 | 0.00011 | 1 | 0 | 96 | 250 | 123 | 0.3 | 0.4
641_782_1 | 641 | SAUGERTIES | Hudson Valley | Hudson Valley | 69 | 782 | UNKNOWN136024 | 69 | 1 | Closed | 0.06407 | 0.14566 | 0.00285 | 1 | 0 | 96 | 250 | 123 | 7.9 | 10.1
642_1510_1 | 642 | LINCOLN PARK | Hudson Valley | Hudson Valley | 115 | 1510 | HURLEY AVENUE | 115 | 1 | Closed | 0.0065 | 0.02686 | 0.00445 | 1 | 0 | 167 | 556 | 210 | 3.3 | 5.4
642_643_1 | 642 | LINCOLN PARK | Hudson Valley | Hudson Valley | 115 | 643 | EAST KINGSTON | 115 | 1 | Closed | 0.00286 | 0.01183 | 0.00196 | 1 | 0 | 167 | 556 | 210 | 1.7 | 2.4
644_1509_1 | 644 | HURLEY AVENUE | Hudson Valley | Hudson Valley | 345 | 1509 | HURLEY AVENUE | 69 | 1 | Closed | 0.00106 | 0.0574 | 0 | 1 | 0 | 260 | 290 | 345 | 0 | 0
644_1510_1 | 644 | HURLEY AVENUE | Hudson Valley | Hudson Valley | 345 | 1510 | HURLEY AVENUE | 115 | 1 | Closed | 0.0006 | 0.0524 | 0 | 1 | 0 | 417 | 518 | 599 | 0 | 0
645_646_1 | 645 | MILAN | Hudson Valley | Hudson Valley | 115 | 646 | RHINEBECK | 115 | 1 | Closed | 0.01005 | 0.04155 | 0.00688 | 1 | 0 | 167 | 556 | 210 | 6.1 | 8.4
646_643_1 | 646 | RHINEBECK | Hudson Valley | Hudson Valley | 115 | 643 | EAST KINGSTON | 115 | 1 | Closed | 0.00685 | 0.02831 | 0.00469 | 1 | 0 | 167 | 556 | 210 | 3.5 | 5.7
647_1511_1 | 647 | OHIOVILLE | Hudson Valley | Hudson Valley | 115 | 1511 | OHIOVILLE | 69 | 1 | Closed | 0.0032 | 0.1644 | 0 | 1 | 0 | 125 | 145 | 170 | 0 | 0
647_648_1 | 647 | OHIOVILLE | Hudson Valley | Hudson Valley | 115 | 648 | HIGHLAND | 115 | 1 | Closed | 0.00844 | 0.03492 | 0.00578 | 1 | 0 | 167 | 556 | 210 | 5.3 | 7
647_771_1 | 647 | OHIOVILLE | Hudson Valley | Hudson Valley | 115 | 771 | MODENA | 115 | 1 | Closed | 0.00974 | 0.04029 | 0.00667 | 1 | 0 | 167 | 556 | 210 | 7.3 | 8.1
649_1512_1 | 649 | REYNOLDS HILL | Hudson Valley | Hudson Valley | 115 | 1512 | REYNOLDS HILL | 69 | 1 | Closed | 0.0032 | 0.1644 | 0 | 1 | 0 | 170 | 170 | 170 | 0 | 0
649_648_1 | 649 | REYNOLDS HILL | Hudson Valley | Hudson Valley | 115 | 648 | HIGHLAND | 115 | 1 | Closed | 0.00161 | 0.00664 | 0.0011 | 1 | 0 | 185 | 556 | 210 | 0.9 | 1.3
649_9_1 | 649 | REYNOLDS HILL | Hudson Valley | Hudson Valley | 115 | 9 | UNKNOWN124132 | 115 | 1 | Closed | 0.01472 | 0.06087 | 0.01008 | 1 | 0 | 556 | 556 | 556 | 9.6 | 12.2
649_9_2 | 649 | REYNOLDS HILL | Hudson Valley | Hudson Valley | 115 | 9 | UNKNOWN124132 | 115 | 2 | Closed | 0.01472 | 0.06087 | 0.01008 | 1 | 0 | 556 | 556 | 556 | 9.6 | 12.2
65_1573_1 | 65 | BERRY RD | West | West | 115 | 1573 | DUNKIRK | 115 | 1 | Closed | 0.00587 | 0.02425 | 0.00402 | 1 | 0 | 167 | 556 | 210 | 4.1 | 4.9
651_817_1 | 651 | PLEASANT VALLEY | Hudson Valley | Hudson Valley | 345 | 817 | ATHENS | 345 | 1 | Closed | 0.00116 | 0.01776 | 0.45921 | 1 | 0 | 1216 | 2454 | 1804 | 36.7 | 44.6
651_817_2 | 651 | PLEASANT VALLEY | Hudson Valley | Hudson Valley | 345 | 817 | ATHENS | 345 | 2 | Closed | 0.00116 | 0.01776 | 0.45921 | 1 | 0 | 1216 | 2454 | 1804 | 36.7 | 44.6
651_818_1 | 651 | PLEASANT VALLEY | Hudson Valley | Hudson Valley | 345 | 818 | LEEDS | 345 | 1 | Closed | 0.00115 | 0.01759 | 0.45472 | 1 | 0 | 1216 | 2454 | 1804 | 36.3 | 44.2
651_858_1 | 651 | PLEASANT VALLEY | Hudson Valley | Hudson Valley | 345 | 858 | E. FISHKILL | 345 | 1 | Closed | 0.00035 | 0.00527 | 0.13611 | 1 | 0 | 1216 | 2454 | 1804 | 11.8 | 13.2
651_858_2 | 651 | PLEASANT VALLEY | Hudson Valley | Hudson Valley | 345 | 858 | E. FISHKILL | 345 | 2 | Closed | 0.00035 | 0.00527 | 0.13612 | 1 | 0 | 1216 | 2454 | 1804 | 11.8 | 13.2
651_902_1 | 651 | PLEASANT VALLEY | Hudson Valley | Hudson Valley | 345 | 902 | WOOD STREET | 345 | 1 | Closed | 0.00081 | 0.01237 | 0.31971 | 1 | 0 | 1216 | 2454 | 1804 | 26.7 | 31.1
651_902_2 | 651 | PLEASANT VALLEY | Hudson Valley | Hudson Valley | 345 | 902 | WOOD STREET | 345 | 2 | Closed | 0.00081 | 0.01237 | 0.31972 | 1 | 0 | 1216 | 2454 | 1804 | 26.7 | 31.1
652_855_1 | 652 | MANCHESTER | Hudson Valley | Hudson Valley | 115 | 855 | NEW SPACKENKILL | 115 | 1 | Closed | 0.00334 | 0.01381 | 0.00229 | 1 | 0 | 216 | 216 | 260 | 2.3 | 2.8
654_639_1 | 654 | TAP135687 | Hudson Valley | Hudson Valley | 69 | 639 | NORTH CATSKILL | 69 | 1 | Closed | 0.04982 | 0.11326 | 0.00221 | 1 | 0 | 96 | 250 | 123 | 5.8 | 7.8
654_640_1 | 654 | TAP135687 | Hudson Valley | Hudson Valley | 69 | 640 | LAWRENCEVILLE | 69 | 1 | Closed | 0.00273 | 0.00621 | 0.00012 | 1 | 0 | 96 | 250 | 123 | 0.3 | 0.4
654_821_1 | 654 | TAP135687 | Hudson Valley | Hudson Valley | 69 | 821 | SOUTH CAIRO | 69 | 1 | Closed | 0.0317 | 0.07206 | 0.00141 | 1 | 0 | 96 | 250 | 123 | 4.8 | 5
655_514_1 | 655 | TAP135688 | Hudson Valley | Hudson Valley | 69 | 514 | UNKNOWN128941 | 69 | 1 | Closed | 0.0078 | 0.01774 | 0.00035 | 1 | 0 | 96 | 250 | 123 | 0.9 | 1.2
655_639_1 | 655 | TAP135688 | Hudson Valley | Hudson Valley | 69 | 639 | NORTH CATSKILL | 69 | 1 | Closed | 0.04966 | 0.11289 | 0.00221 | 1 | 0 | 96 | 250 | 123 | 7 | 7.8
655_667_1 | 655 | TAP135688 | Hudson Valley | Hudson Valley | 69 | 667 | UNKNOWN135706 | 69 | 1 | Closed | 0.03192 | 0.07256 | 0.00142 | 1 | 0 | 96 | 250 | 123 | 4.5 | 5
655_667_2 | 655 | TAP135688 | Hudson Valley | Hudson Valley | 69 | 667 | UNKNOWN135706 | 69 | 2 | Closed | 0.03189 | 0.0725 | 0.00142 | 1 | 0 | 96 | 250 | 123 | 4.5 | 5
656_506_1 | 656 | TAP135690 | Capital | Capital | 115 | 506 | UNKNOWN128272 | 115 | 1 | Closed | 0.03155 | 0.13045 | 0.0216 | 1 | 0 | 167 | 556 | 210 | 20.2 | 26.2
656_521_1 | 656 | TAP135690 | Capital | Capital | 115 | 521 | UNKNOWN129013 | 115 | 1 | Closed | 6e-05 | 0.00024 | 4e-05 | 1 | 0 | 167 | 556 | 210 | 0 | 0
656_657_1 | 656 | TAP135690 | Capital | Capital | 115 | 657 | TAP135691 | 115 | 1 | Closed | 0.0129 | 0.05335 | 0.00883 | 1 | 0 | 167 | 556 | 210 | 7.6 | 10.7
657_522_1 | 657 | TAP135691 | Capital | Capital | 115 | 522 | UNKNOWN129014 | 115 | 1 | Closed | 0.00332 | 0.01371 | 0.00227 | 1 | 0 | 167 | 556 | 210 | 2.1 | 2.8
657_660_1 | 657 | TAP135691 | Capital | Hudson Valley | 115 | 660 | TAP135694 | 115 | 1 | Closed | 0.01022 | 0.04225 | 0.007 | 1 | 0 | 167 | 556 | 210 | 8.6 | 8.5
658_1487_1 | 658 | TAP135692 | Capital | Hudson Valley | 115 | 1487 | UNKNOWN129084 | 115 | 1 | Closed | 0.03048 | 0.12605 | 0.02087 | 1 | 0 | 167 | 556 | 210 | 24.8 | 25.3
658_522_1 | 658 | TAP135692 | Capital | Capital | 115 | 522 | UNKNOWN129014 | 115 | 1 | Closed | 0.00335 | 0.01387 | 0.0023 | 1 | 0 | 167 | 556 | 210 | 2.1 | 2.8
658_665_1 | 658 | TAP135692 | Capital | Capital | 115 | 665 | CHURCHTOWN | 115 | 1 | Closed | 0.0085 | 0.03514 | 0.00582 | 1 | 0 | 167 | 556 | 210 | 6.8 | 7.1
659_1487_1 | 659 | TAP135693 | Hudson Valley | Hudson Valley | 115 | 1487 | UNKNOWN129084 | 115 | 1 | Closed | 0.0203 | 0.08392 | 0.0139 | 1 | 0 | 167 | 556 | 210 | 16.2 | 16.9
659_512_1 | 659 | TAP135693 | Hudson Valley | Hudson Valley | 115 | 512 | UNKNOWN128280 | 115 | 1 | Closed | 0.03212 | 0.13281 | 0.02199 | 1 | 0 | 167 | 556 | 210 | 18.3 | 26.7
659_645_1 | 659 | TAP135693 | Hudson Valley | Hudson Valley | 115 | 645 | MILAN | 115 | 1 | Closed | 0.00012 | 0.0005 | 8e-05 | 1 | 0 | 167 | 556 | 210 | 0.1 | 0.1
660_1487_1 | 660 | TAP135694 | Hudson Valley | Hudson Valley | 115 | 1487 | UNKNOWN129084 | 115 | 1 | Closed | 0.02028 | 0.08386 | 0.01389 | 1 | 0 | 167 | 556 | 210 | 16.2 | 16.9
660_645_1 | 660 | TAP135694 | Hudson Valley | Hudson Valley | 115 | 645 | MILAN | 115 | 1 | Closed | 0.00014 | 0.00059 | 0.0001 | 1 | 0 | 167 | 556 | 210 | 0.1 | 0.1
661_1512_1 | 661 | TAP135696 | Hudson Valley | Hudson Valley | 69 | 1512 | REYNOLDS HILL | 69 | 1 | Closed | 0.01316 | 0.02992 | 0.00059 | 1 | 0 | 96 | 250 | 123 | 1.6 | 2.1
661_1512_2 | 661 | TAP135696 | Hudson Valley | Hudson Valley | 69 | 1512 | REYNOLDS HILL | 69 | 2 | Closed | 0.01316 | 0.02992 | 0.00058 | 1 | 0 | 96 | 250 | 123 | 1.6 | 2.1
661_650_1 | 661 | TAP135696 | Hudson Valley | Hudson Valley | 69 | 650 | INWOOD AVE | 69 | 1 | Closed | 0.00022 | 0.0005 | 1e-05 | 1 | 0 | 96 | 250 | 123 | 0 | 0
661_662_1 | 661 | TAP135696 | Hudson Valley | Hudson Valley | 69 | 662 | TAP135697 | 69 | 1 | Closed | 0.00017 | 0.0004 | 1e-05 | 1 | 0 | 96 | 250 | 123 | 0 | 0
662_1486_1 | 662 | TAP135697 | Hudson Valley | Hudson Valley | 69 | 1486 | UNKNOWN129084 | 69 | 1 | Closed | 0.03883 | 0.08827 | 0.00173 | 1 | 0 | 96 | 250 | 123 | 4.5 | 6.1
662_650_1 | 662 | TAP135697 | Hudson Valley | Hudson Valley | 69 | 650 | INWOOD AVE | 69 | 1 | Closed | 0.00024 | 0.00055 | 1e-05 | 1 | 0 | 96 | 250 | 123 | 0 | 0
663_1511_1 | 663 | TAP135701 | Hudson Valley | Hudson Valley | 69 | 1511 | OHIOVILLE | 69 | 1 | Closed | 0.03886 | 0.08835 | 0.00173 | 1 | 0 | 96 | 250 | 123 | 5.9 | 6.1
663_638_1 | 663 | TAP135701 | Hudson Valley | Hudson Valley | 69 | 638 | STURGEON POOL | 69 | 1 | Closed | 0.01025 | 0.02331 | 0.00046 | 1 | 0 | 96 | 250 | 123 | 1.6 | 1.6
663_653_1 | 663 | TAP135701 | Hudson Valley | Hudson Valley | 69 | 653 | DASHVILLE | 69 | 1 | Closed | 0.00219 | 0.00498 | 0.0001 | 1 | 0 | 96 | 250 | 123 | 0.3 | 0.3
664_669_1 | 664 | CRARYVILLE | Capital | Capital | 115 | 669 | UNKNOWN135708 | 115 | 1 | Closed | 0.00539 | 0.02231 | 0.00369 | 1 | 0 | 167 | 556 | 210 | 3.3 | 4.5
665_668_1 | 665 | CHURCHTOWN | Capital | Capital | 115 | 668 | UNKNOWN135707 | 115 | 1 | Closed | 0.00773 | 0.03197 | 0.00529 | 1 | 0 | 167 | 556 | 210 | 4.6 | 6.4
666_671_1 | 666 | SMITHFIELD | Hudson Valley | Hudson Valley | 115 | 671 | UNKNOWN135711 | 115 | 1 | Closed | 0.00599 | 0.02478 | 0.0041 | 1 | 0 | 211 | 211 | 211 | 4.1 | 5
669_668_1 | 669 | UNKNOWN135708 | Capital | Capital | 115 | 668 | UNKNOWN135707 | 115 | 1 | Closed | 0.0002 | 0.00084 | 0.00014 | 1 | 0 | 167 | 556 | 210 | 0.2 | 0.2
670_662_1 | 670 | UNKNOWN135710 | Hudson Valley | Hudson Valley | 69 | 662 | TAP135697 | 69 | 1 | Closed | 0.00673 | 0.01531 | 0.0003 | 1 | 0 | 96 | 250 | 123 | 1 | 1.1
671_861_1 | 671 | UNKNOWN135711 | Hudson Valley | Hudson Valley | 115 | 861 | PAWLING | 115 | 1 | Closed | 0.02563 | 0.10596 | 0.01755 | 1 | 0 | 211 | 211 | 211 | 18.6 | 21.3
672_674_1 | 672 | UNKNOWN135712 | Capital | Capital | 115 | 674 | TAP135714 | 115 | 1 | Closed | 0.00011 | 0.00047 | 8e-05 | 1 | 0 | 167 | 556 | 210 | 0.1 | 0.1
672_827_1 | 672 | UNKNOWN135712 | Capital | Capital | 115 | 827 | HUDSON | 115 | 1 | Closed | 0.00119 | 0.00491 | 0.00081 | 1 | 0 | 167 | 556 | 210 | 0.9 | 1
673_827_1 | 673 | DEADEND135713 | Capital | Capital | 115 | 827 | HUDSON | 115 | 1 | Closed | 0.00125 | 0.00517 | 0.00086 | 1 | 0 | 167 | 556 | 210 | 0.9 | 1
674_673_1 | 674 | TAP135714 | Capital | Capital | 115 | 673 | DEADEND135713 | 115 | 1 | Closed | 6e-05 | 0.00024 | 4e-05 | 1 | 0 | 167 | 556 | 210 | 0 | 0
675_674_1 | 675 | TAP135715 | Capital | Capital | 115 | 674 | TAP135714 | 115 | 1 | Closed | 0.00155 | 0.00641 | 0.00106 | 1 | 0 | 167 | 556 | 210 | 1 | 1.3
676_474_1 | 676 | TAP135765 | Capital | Capital | 115 | 474 | SPIER FALLS | 115 | 1 | Closed | 0.00741 | 0.03066 | 0.00508 | 1 | 0 | 167 | 556 | 210 | 5.4 | 6.2
676_796_1 | 676 | TAP135765 | Capital | Capital | 115 | 796 | QUEENSBURY | 115 | 1 | Closed | 0.00489 | 0.02021 | 0.00335 | 1 | 0 | 167 | 556 | 210 | 2.9 | 4.1
676_8_1 | 676 | TAP135765 | Capital | Capital | 115 | 8 | UNKNOWN124127 | 115 | 1 | Closed | 0.00211 | 0.00871 | 0.00144 | 1 | 0 | 167 | 556 | 210 | 1.3 | 1.7
677_678_1 | 677 | TAP135766 | Capital | Capital | 115 | 678 | TAP135767 | 115 | 1 | Closed | 0.00246 | 0.01018 | 0.00169 | 1 | 0 | 167 | 556 | 210 | 2 | 2
677_796_1 | 677 | TAP135766 | Capital | Capital | 115 | 796 | QUEENSBURY | 115 | 1 | Closed | 0.00491 | 0.02032 | 0.00336 | 1 | 0 | 167 | 556 | 210 | 2.9 | 4.1
677_8_1 | 677 | TAP135766 | Capital | Capital | 115 | 8 | UNKNOWN124127 | 115 | 1 | Closed | 0.00211 | 0.00873 | 0.00145 | 1 | 0 | 167 | 556 | 210 | 1.3 | 1.8
678_463_1 | 678 | TAP135767 | Capital | Capital | 115 | 463 | UNKNOWN127712 | 115 | 1 | Closed | 0.00023 | 0.00094 | 0.00016 | 1 | 0 | 167 | 556 | 210 | 0.2 | 0.2
678_474_1 | 678 | TAP135767 | Capital | Capital | 115 | 474 | SPIER FALLS | 115 | 1 | Closed | 0.00495 | 0.02046 | 0.00339 | 1 | 0 | 167 | 556 | 210 | 3.6 | 4.1
68_134_1 | 68 | SILVER CREEK | West | West | 115 | 134 | ANGOLA | 115 | 1 | Closed | 0.01482 | 0.0613 | 0.01015 | 1 | 0 | 167 | 556 | 210 | 9.8 | 12.3
680_31_1 | 680 | TAP135769 | Capital | Capital | 115 | 31 | UNKNOWN124198 | 115 | 1 | Closed | 0.00125 | 0.00518 | 0.00086 | 1 | 0 | 167 | 556 | 210 | 0.5 | 1
680_474_1 | 680 | TAP135769 | Capital | Capital | 115 | 474 | SPIER FALLS | 115 | 1 | Closed | 0.00606 | 0.02506 | 0.00415 | 1 | 0 | 167 | 556 | 210 | 3.8 | 5
681_470_1 | 681 | TAP135770 | Capital | Capital | 115 | 470 | UNKNOWN127723 | 115 | 1 | Closed | 0.00125 | 0.00518 | 0.00086 | 1 | 0 | 167 | 556 | 210 | 0.8 | 1
681_683_1 | 681 | TAP135770 | Capital | Capital | 115 | 683 | MOHICAN | 115 | 1 | Closed | 0.00113 | 0.00467 | 0.00077 | 1 | 0 | 167 | 556 | 210 | 0.9 | 0.9
681_693_1 | 681 | TAP135770 | Capital | Capital | 115 | 693 | BATTENKILL | 115 | 1 | Closed | 0.01647 | 0.0681 | 0.01128 | 1 | 0 | 167 | 556 | 210 | 12.5 | 13.7
682_680_1 | 682 | TAP135771 | Capital | Capital | 115 | 680 | TAP135769 | 115 | 1 | Closed | 0.00613 | 0.02537 | 0.0042 | 1 | 0 | 167 | 556 | 210 | 4.3 | 5.1
682_793_1 | 682 | TAP135771 | Capital | Capital | 115 | 793 | TAP136046 | 115 | 1 | Closed | 0.00155 | 0.00639 | 0.00106 | 1 | 0 | 167 | 556 | 210 | 1.2 | 1.3
683_679_1 | 683 | MOHICAN | Capital | Capital | 115 | 679 | TAP135768 | 115 | 1 | Closed | 0.00153 | 0.00632 | 0.00105 | 1 | 0 | 167 | 556 | 210 | 1.1 | 1.3
683_684_1 | 683 | MOHICAN | Capital | Capital | 115 | 684 | BUTLER | 115 | 1 | Closed | 0.00541 | 0.02239 | 0.00371 | 1 | 0 | 167 | 556 | 210 | 3.6 | 4.5
685_1444_1 | 685 | UNKNOWN135780 | Capital | Capital | 115 | 1444 | TAP167233 | 115 | 1 | Closed | 0.00105 | 0.00436 | 0.00072 | 1 | 0 | 167 | 556 | 210 | 0.5 | 0.9
686_1362_1 | 686 | TAP135793 | Capital | Capital | 115 | 1362 | LASHER | 115 | 1 | Closed | 0.00537 | 0.02221 | 0.00368 | 1 | 0 | 167 | 556 | 210 | 4.4 | 4.5
686_474_1 | 686 | TAP135793 | Capital | Capital | 115 | 474 | SPIER FALLS | 115 | 1 | Closed | 0.02286 | 0.09453 | 0.01565 | 1 | 0 | 167 | 556 | 210 | 15.7 | 19
686_694_1 | 686 | TAP135793 | Capital | Capital | 115 | 694 | WEST MILTON | 115 | 1 | Closed | 0.00356 | 0.01472 | 0.00244 | 1 | 0 | 167 | 556 | 210 | 2.2 | 3
687_690_1 | 687 | TAP135794 | Capital | Capital | 115 | 690 | TAP135797 | 115 | 1 | Closed | 0.00427 | 0.01767 | 0.00293 | 1 | 0 | 167 | 556 | 210 | 2.6 | 3.6
687_691_1 | 687 | TAP135794 | Capital | Capital | 115 | 691 | TAP135798 | 115 | 1 | Closed | 0.00636 | 0.02629 | 0.00435 | 1 | 0 | 167 | 556 | 210 | 3.9 | 5.3
687_695_1 | 687 | TAP135794 | Capital | Capital | 115 | 695 | BROOK ROAD | 115 | 1 | Closed | 0.00012 | 0.00048 | 8e-05 | 1 | 0 | 167 | 556 | 210 | 0.1 | 0.1
688_689_1 | 688 | TAP135795 | Capital | Capital | 115 | 689 | TAP135796 | 115 | 1 | Closed | 0.00423 | 0.01751 | 0.0029 | 1 | 0 | 167 | 556 | 210 | 2.6 | 3.5
688_692_1 | 688 | TAP135795 | Capital | Capital | 115 | 692 | TAP135799 | 115 | 1 | Closed | 0.00629 | 0.02603 | 0.00431 | 1 | 0 | 167 | 556 | 210 | 3.8 | 5.2
688_695_1 | 688 | TAP135795 | Capital | Capital | 115 | 695 | BROOK ROAD | 115 | 1 | Closed | 0.00011 | 0.00047 | 8e-05 | 1 | 0 | 167 | 556 | 210 | 0.1 | 0.1
689_1412_1 | 689 | TAP135796 | Capital | Capital | 115 | 1412 | TAP161259 | 115 | 1 | Closed | 0.00162 | 0.00671 | 0.00111 | 1 | 0 | 167 | 556 | 210 | 1.3 | 1.3
689_474_1 | 689 | TAP135796 | Capital | Capital | 115 | 474 | SPIER FALLS | 115 | 1 | Closed | 0.01861 | 0.07695 | 0.01274 | 1 | 0 | 167 | 556 | 210 | 12.4 | 15.5
69_77_1 | 69 | FALCONER | West | West | 115 | 77 | MOON SWITCHES | 115 | 1 | Closed | 0.0177 | 0.07319 | 0.01212 | 1 | 0 | 167 | 556 | 210 | 12.8 | 14.7
69_77_2 | 69 | FALCONER | West | West | 115 | 77 | MOON SWITCHES | 115 | 2 | Closed | 0.01769 | 0.07315 | 0.01211 | 1 | 0 | 167 | 556 | 210 | 12.8 | 14.7
690_1411_1 | 690 | TAP135797 | Capital | Capital | 115 | 1411 | TAP161258 | 115 | 1 | Closed | 0.00161 | 0.00666 | 0.0011 | 1 | 0 | 167 | 556 | 210 | 1.3 | 1.3
690_474_1 | 690 | TAP135797 | Capital | Capital | 115 | 474 | SPIER FALLS | 115 | 1 | Closed | 0.01862 | 0.07698 | 0.01275 | 1 | 0 | 167 | 556 | 210 | 12.4 | 15.5
691_475_1 | 691 | TAP135798 | Capital | Capital | 115 | 475 | UNKNOWN127736 | 115 | 1 | Closed | 0.00352 | 0.01454 | 0.00241 | 1 | 0 | 167 | 556 | 210 | 1.9 | 2.9
691_476_1 | 691 | TAP135798 | Capital | Capital | 115 | 476 | UNKNOWN127737 | 115 | 1 | Closed | 6e-05 | 0.00023 | 4e-05 | 1 | 0 | 167 | 556 | 210 | 0 | 0
692_475_1 | 692 | TAP135799 | Capital | Capital | 115 | 475 | UNKNOWN127736 | 115 | 1 | Closed | 0.00351 | 0.01453 | 0.00241 | 1 | 0 | 167 | 556 | 210 | 1.9 | 2.9
692_476_1 | 692 | TAP135799 | Capital | Capital | 115 | 476 | UNKNOWN127737 | 115 | 1 | Closed | 0.0001 | 0.00043 | 7e-05 | 1 | 0 | 167 | 556 | 210 | 0 | 0.1
696_1507_1 | 696 | TAP135822 | Capital | Capital | 115 | 1507 | ROTTERDAM | 115 | 1 | Closed | 0.0035 | 0.01446 | 0.00239 | 1 | 0 | 167 | 556 | 210 | 2.6 | 2.9
696_702_1 | 696 | TAP135822 | Capital | Capital | 115 | 702 | BURDECK STREET | 115 | 1 | Closed | 0.00014 | 0.0006 | 0.0001 | 1 | 0 | 167 | 556 | 210 | 0.1 | 0.1
697_483_1 | 697 | TAP135823 | Capital | Capital | 115 | 483 | UNKNOWN127908 | 115 | 1 | Closed | 0.01752 | 0.07243 | 0.01199 | 1 | 0 | 167 | 556 | 210 | 11.2 | 14.6
697_702_1 | 697 | TAP135823 | Capital | Capital | 115 | 702 | BURDECK STREET | 115 | 1 | Closed | 8e-05 | 0.00033 | 5e-05 | 1 | 0 | 167 | 556 | 210 | 0 | 0.1
698_7_1 | 698 | TAP135824 | Capital | Capital | 115 | 7 | UNKNOWN124125 | 115 | 1 | Closed | 0.00203 | 0.00841 | 0.00139 | 1 | 0 | 167 | 556 | 210 | 1.2 | 1.7
698_700_1 | 698 | TAP135824 | Capital | Capital | 115 | 700 | TAP135826 | 115 | 1 | Closed | 0.00449 | 0.01857 | 0.00307 | 1 | 0 | 167 | 556 | 210 | 3.6 | 3.7
698_707_1 | 698 | TAP135824 | Capital | Capital | 115 | 707 | TAP135859 | 115 | 1 | Closed | 0.00433 | 0.01789 | 0.00296 | 1 | 0 | 167 | 556 | 210 | 3.3 | 3.6
699_1513_1 | 699 | TAP135825 | Capital | Capital | 115 | 1513 | REYNOLDS | 115 | 1 | Closed | 0.00928 | 0.03836 | 0.00635 | 1 | 0 | 167 | 556 | 210 | 5.3 | 7.7
699_7_1 | 699 | TAP135825 | Capital | Capital | 115 | 7 | UNKNOWN124125 | 115 | 1 | Closed | 0.00203 | 0.00839 | 0.00139 | 1 | 0 | 167 | 556 | 210 | 1.2 | 1.7
699_704_1 | 699 | TAP135825 | Capital | Capital | 115 | 704 | NORTH TROY | 115 | 1 | Closed | 0.00451 | 0.01864 | 0.00309 | 1 | 0 | 167 | 556 | 210 | 3.6 | 3.8
700_1508_1 | 700 | TAP135826 | Capital | Capital | 115 | 1508 | EASTOVER | 115 | 1 | Closed | 0.00179 | 0.00741 | 0.00123 | 1 | 0 | 167 | 556 | 210 | 0.9 | 1.5
700_704_1 | 700 | TAP135826 | Capital | Capital | 115 | 704 | NORTH TROY | 115 | 1 | Closed | 9e-05 | 0.00038 | 6e-05 | 1 | 0 | 167 | 556 | 210 | 0.1 | 0.1
701_502_1 | 701 | TAP135828 | Capital | Capital | 115 | 502 | UNKNOWN128261 | 115 | 1 | Closed | 0.00044 | 0.00183 | 0.0003 | 1 | 0 | 167 | 556 | 210 | 0.3 | 0.4
701_703_1 | 701 | TAP135828 | Capital | Capital | 115 | 703 | CURRY ROAD | 115 | 1 | Closed | 0.00478 | 0.01977 | 0.00327 | 1 | 0 | 167 | 556 | 210 | 3.1 | 4
701_714_1 | 701 | TAP135828 | Capital | Capital | 115 | 714 | TAP135867 | 115 | 1 | Closed | 0.00449 | 0.01857 | 0.00308 | 1 | 0 | 167 | 556 | 210 | 2.9 | 3.7
705_706_1 | 705 | JOHNSON ROAD | Capital | Capital | 115 | 706 | MAPLEWOOD | 115 | 1 | Closed | 0.00374 | 0.01546 | 0.00256 | 1 | 0 | 167 | 556 | 210 | 2.2 | 3.1
705_706_2 | 705 | JOHNSON ROAD | Capital | Capital | 115 | 706 | MAPLEWOOD | 115 | 2 | Closed | 0.00389 | 0.01611 | 0.00267 | 1 | 0 | 167 | 556 | 210 | 2.2 | 3.2
707_1513_1 | 707 | TAP135859 | Capital | Capital | 115 | 1513 | REYNOLDS | 115 | 1 | Closed | 0.00505 | 0.02087 | 0.00346 | 1 | 0 | 167 | 556 | 210 | 3.1 | 4.2
707_723_1 | 707 | TAP135859 | Capital | Capital | 115 | 723 | WYNANTSKILL | 115 | 1 | Closed | 6e-05 | 0.00026 | 4e-05 | 1 | 0 | 167 | 556 | 210 | 0 | 0.1
708_1393_1 | 708 | TAP135860 | Capital | Capital | 115 | 1393 | TAP161120 | 115 | 1 | Closed | 0.00259 | 0.01072 | 0.00177 | 1 | 0 | 167 | 556 | 210 | 1.6 | 2.2
708_1513_1 | 708 | TAP135860 | Capital | Capital | 115 | 1513 | REYNOLDS | 115 | 1 | Closed | 0.00094 | 0.0039 | 0.00065 | 1 | 0 | 167 | 556 | 210 | 0.6 | 0.8
708_477_1 | 708 | TAP135860 | Capital | Capital | 115 | 477 | UNKNOWN127784 | 115 | 1 | Closed | 5e-05 | 0.0002 | 3e-05 | 1 | 0 | 167 | 556 | 210 | 0 | 0
709_477_1 | 709 | TAP135861 | Capital | Capital | 115 | 477 | UNKNOWN127784 | 115 | 1 | Closed | 4e-05 | 0.00018 | 3e-05 | 1 | 0 | 167 | 556 | 210 | 0 | 0
709_718_1 | 709 | TAP135861 | Capital | Capital | 115 | 718 | TAP135872 | 115 | 1 | Closed | 0.00094 | 0.0039 | 0.00065 | 1 | 0 | 167 | 556 | 210 | 0.6 | 0.8
709_724_1 | 709 | TAP135861 | Capital | Capital | 115 | 724 | MENANDS | 115 | 1 | Closed | 0.00282 | 0.01166 | 0.00193 | 1 | 0 | 167 | 556 | 210 | 1.8 | 2.3
71_1572_1 | 71 | WESTFIELD VILLAGE | West | West | 115 | 1572 | S. RIPLEY | 115 | 1 | Closed | 0.01784 | 0.07378 | 0.01222 | 1 | 0 | 167 | 556 | 210 | 13 | 14.8
71_78_1 | 71 | WESTFIELD VILLAGE | West | West | 115 | 78 | HARTFIELD | 115 | 1 | Closed | 0.01035 | 0.04279 | 0.00709 | 1 | 0 | 167 | 556 | 210 | 7.5 | 8.6
710_503_1 | 710 | TAP135862 | Capital | Capital | 115 | 503 | UNKNOWN128265 | 115 | 1 | Closed | 0.00056 | 0.0023 | 0.00038 | 1 | 0 | 167 | 556 | 210 | 0.3 | 0.5
710_721_1 | 710 | TAP135862 | Capital | Capital | 115 | 721 | PATROON | 115 | 1 | Closed | 6e-05 | 0.00026 | 4e-05 | 1 | 0 | 167 | 556 | 210 | 0 | 0.1
710_728_1 | 710 | TAP135862 | Capital | Capital | 115 | 728 | STATE CAMPUS | 115 | 1 | Closed | 0.00021 | 0.00085 | 0.00014 | 1 | 0 | 167 | 556 | 210 | 0.2 | 0.2
711_511_1 | 711 | TAP135864 | Capital | Capital | 115 | 511 | UNKNOWN128279 | 115 | 1 | Closed | 0.00311 | 0.01285 | 0.00213 | 1 | 0 | 167 | 556 | 210 | 1.6 | 2.6
711_719_1 | 711 | TAP135864 | Capital | Capital | 115 | 719 | EVERETT | 115 | 1 | Closed | 0.0001 | 0.00042 | 7e-05 | 1 | 0 | 167 | 556 | 210 | 0 | 0.1
711_724_1 | 711 | TAP135864 | Capital | Capital | 115 | 724 | MENANDS | 115 | 1 | Closed | 0.00326 | 0.01349 | 0.00223 | 1 | 0 | 167 | 556 | 210 | 2 | 2.7
712_719_1 | 712 | TAP135865 | Capital | Capital | 115 | 719 | EVERETT | 115 | 1 | Closed | 5e-05 | 0.0002 | 3e-05 | 1 | 0 | 167 | 556 | 210 | 0 | 0
712_720_1 | 712 | TAP135865 | Capital | Capital | 115 | 720 | WOLF ROAD | 115 | 1 | Closed | 0.00348 | 0.01438 | 0.00238 | 1 | 0 | 167 | 556 | 210 | 2.4 | 2.9
712_724_1 | 712 | TAP135865 | Capital | Capital | 115 | 724 | MENANDS | 115 | 1 | Closed | 0.00325 | 0.01346 | 0.00223 | 1 | 0 | 167 | 556 | 210 | 2 | 2.7
713_1507_1 | 713 | TAP135866 | Capital | Capital | 115 | 1507 | ROTTERDAM | 115 | 1 | Closed | 0.01933 | 0.07991 | 0.01323 | 1 | 0 | 167 | 556 | 210 | 11.1 | 16.1
713_720_1 | 713 | TAP135866 | Capital | Capital | 115 | 720 | WOLF ROAD | 115 | 1 | Closed | 0.00199 | 0.00823 | 0.00136 | 1 | 0 | 167 | 556 | 210 | 1.4 | 1.7
713_725_1 | 713 | TAP135866 | Capital | Capital | 115 | 725 | SAND CREEK | 115 | 1 | Closed | 7e-05 | 0.0003 | 5e-05 | 1 | 0 | 167 | 556 | 210 | 0 | 0.1
714_720_1 | 714 | TAP135867 | Capital | Capital | 115 | 720 | WOLF ROAD | 115 | 1 | Closed | 0.00199 | 0.00823 | 0.00136 | 1 | 0 | 167 | 556 | 210 | 1.4 | 1.7
714_725_1 | 714 | TAP135867 | Capital | Capital | 115 | 725 | SAND CREEK | 115 | 1 | Closed | 0.00012 | 0.0005 | 8e-05 | 1 | 0 | 167 | 556 | 210 | 0 | 0.1
715_697_1 | 715 | TAP135868 | Capital | Capital | 115 | 697 | TAP135823 | 115 | 1 | Closed | 0.0068 | 0.02813 | 0.00466 | 1 | 0 | 167 | 556 | 210 | 5.7 | 5.7
715_726_1 | 715 | TAP135868 | Capital | Capital | 115 | 726 | ALTAMONT | 115 | 1 | Closed | 5e-05 | 0.0002 | 3e-05 | 1 | 0 | 167 | 556 | 210 | 0 | 0
715_806_1 | 715 | TAP135868 | Capital | Capital | 115 | 806 | TAP136081 | 115 | 1 | Closed | 0.00709 | 0.02932 | 0.00486 | 1 | 0 | 167 | 556 | 210 | 5.3 | 5.9
716_696_1 | 716 | TAP135869 | Capital | Capital | 115 | 696 | TAP135822 | 115 | 1 | Closed | 0.00676 | 0.02795 | 0.00463 | 1 | 0 | 167 | 556 | 210 | 5.6 | 5.6
716_726_1 | 716 | TAP135869 | Capital | Capital | 115 | 726 | ALTAMONT | 115 | 1 | Closed | 4e-05 | 0.00015 | 2e-05 | 1 | 0 | 167 | 556 | 210 | 0 | 0
716_807_1 | 716 | TAP135869 | Capital | Capital | 115 | 807 | TAP136082 | 115 | 1 | Closed | 0.00709 | 0.02931 | 0.00485 | 1 | 0 | 167 | 556 | 210 | 5.3 | 5.9
717_504_1 | 717 | TAP135870 | Capital | Capital | 115 | 504 | UNKNOWN128267 | 115 | 1 | Closed | 0.00012 | 0.00051 | 9e-05 | 1 | 0 | 167 | 556 | 210 | 0.1 | 0.1
717_721_1 | 717 | TAP135870 | Capital | Capital | 115 | 721 | PATROON | 115 | 1 | Closed | 0.00242 | 0.01001 | 0.00166 | 1 | 0 | 167 | 556 | 210 | 1.4 | 2
717_727_1 | 717 | TAP135870 | Capital | Capital | 115 | 727 | MCKOWNVILLE | 115 | 1 | Closed | 0.00132 | 0.00544 | 0.0009 | 1 | 0 | 167 | 556 | 210 | 0.7 | 1.1
718_1513_1 | 718 | TAP135872 | Capital | Capital | 115 | 1513 | REYNOLDS | 115 | 1 | Closed | 9e-05 | 0.00038 | 6e-05 | 1 | 0 | 167 | 556 | 210 | 0.1 | 0.1
718_813_1 | 718 | TAP135872 | Capital | Capital | 115 | 813 | GREENBUSH | 115 | 1 | Closed | 0.00595 | 0.0246 | 0.00407 | 1 | 0 | 211 | 211 | 211 | 4.8 | 4.9
722_1513_1 | 722 | REYNOLDS | Capital | Capital | 345 | 1513 | REYNOLDS | 115 | 1 | Closed | 0.0006 | 0.0524 | 0 | 1 | 0 | 417 | 518 | 599 | 0 | 0
722_1513_2 | 722 | REYNOLDS | Capital | Capital | 345 | 1513 | REYNOLDS | 115 | 2 | Closed | 0.0006 | 0.0524 | 0 | 1 | 0 | 417 | 518 | 599 | 0 | 0
722_799_1 | 722 | REYNOLDS | Capital | Capital | 345 | 799 | ALPS | 345 | 1 | Closed | 0.0004 | 0.00609 | 0.1574 | 1 | 0 | 1216 | 2454 | 1804 | 11.1 | 15.3
724_1392_1 | 724 | MENANDS | Capital | Capital | 115 | 1392 | TAP161119 | 115 | 1 | Closed | 0.00084 | 0.00347 | 0.00057 | 1 | 0 | 211 | 211 | 211 | 0.5 | 0.7
724_1392_2 | 724 | MENANDS | Capital | Capital | 115 | 1392 | TAP161119 | 115 | 2 | Closed | 0.00084 | 0.00347 | 0.00057 | 1 | 0 | 211 | 211 | 211 | 0.5 | 0.7
724_1443_1 | 724 | MENANDS | Capital | Capital | 115 | 1443 | TAP167232 | 115 | 1 | Closed | 6e-05 | 0.00023 | 4e-05 | 1 | 0 | 167 | 556 | 210 | 0 | 0
727_814_1 | 727 | MCKOWNVILLE | Capital | Capital | 115 | 814 | KRUMKILL | 115 | 1 | Closed | 0.00313 | 0.01292 | 0.00214 | 1 | 0 | 167 | 556 | 210 | 1.8 | 2.6
729_1392_1 | 729 | UNKNOWN135885 | Capital | Capital | 115 | 1392 | TAP161119 | 115 | 1 | Closed | 0.00013 | 0.00055 | 9e-05 | 1 | 0 | 167 | 556 | 210 | 0.1 | 0.1
73_74_1 | 73 | LUDIUM | West | West | 115 | 74 | BENNETT RD | 115 | 1 | Closed | 0.00162 | 0.00669 | 0.00111 | 1 | 0 | 167 | 556 | 210 | 0.9 | 1.3
731_734_1 | 731 | TAP135907 | Long Island | Long Island | 69 | 734 | TAP135910 | 69 | 1 | Closed | 0.0003 | 0.00068 | 1e-05 | 1 | 0 | 96 | 250 | 123 | 0 | 0
731_736_1 | 731 | TAP135907 | Long Island | Long Island | 69 | 736 | EAST HAMPTON | 69 | 1 | Closed | 0.00019 | 0.00043 | 1e-05 | 1 | 0 | 96 | 250 | 123 | 0 | 0
731_736_2 | 731 | TAP135907 | Long Island | Long Island | 69 | 736 | EAST HAMPTON | 69 | 2 | Closed | 0.00127 | 0.00289 | 6e-05 | 1 | 0 | 96 | 250 | 123 | 0 | 0.2
732_733_1 | 732 | TAP135908 | Long Island | Long Island | 69 | 733 | TAP135909 | 69 | 1 | Closed | 0.00022 | 0.00051 | 1e-05 | 1 | 0 | 300 | 300 | 300 | 0 | 0
732_736_1 | 732 | TAP135908 | Long Island | Long Island | 69 | 736 | EAST HAMPTON | 69 | 1 | Closed | 0.00022 | 0.0005 | 1e-05 | 1 | 0 | 96 | 250 | 123 | 0 | 0
732_737_1 | 732 | TAP135908 | Long Island | Long Island | 69 | 737 | BRIDGEHAMPTON | 69 | 1 | Closed | 0.041 | 0.0932 | 0.00182 | 1 | 0 | 250 | 250 | 250 | 5 | 6.4
733_548_1 | 733 | TAP135909 | Long Island | Long Island | 69 | 548 | UNKNOWN129191 | 69 | 1 | Closed | 0.03211 | 0.07301 | 0.00143 | 1 | 0 | 96 | 250 | 123 | 4 | 5
733_736_1 | 733 | TAP135909 | Long Island | Long Island | 69 | 736 | EAST HAMPTON | 69 | 1 | Closed | 0.00045 | 0.00102 | 2e-05 | 1 | 0 | 96 | 250 | 123 | 0 | 0.1
734_548_1 | 734 | TAP135910 | Long Island | Long Island | 69 | 548 | UNKNOWN129191 | 69 | 1 | Closed | 0.03194 | 0.07262 | 0.00142 | 1 | 0 | 96 | 250 | 123 | 4 | 5
734_736_1 | 734 | TAP135910 | Long Island | Long Island | 69 | 736 | EAST HAMPTON | 69 | 1 | Closed | 0.00049 | 0.00111 | 2e-05 | 1 | 0 | 96 | 250 | 123 | 0 | 0.1
735_736_1 | 735 | EAST HAMPTON | Long Island | Long Island | 69 | 736 | EAST HAMPTON | 69 | 1 | Closed | 0.00101 | 0.00229 | 4e-05 | 1 | 0 | 96 | 250 | 123 | 0.1 | 0.1
736_737_1 | 736 | EAST HAMPTON | Long Island | Long Island | 69 | 737 | BRIDGEHAMPTON | 69 | 1 | Closed | 0.03985 | 0.09058 | 0.00177 | 1 | 0 | 250 | 250 | 250 | 5.1 | 6.3
737_738_1 | 737 | BRIDGEHAMPTON | Long Island | Long Island | 69 | 738 | SOUTHAMPTON | 69 | 1 | Closed | 0.05823 | 0.13237 | 0.00259 | 1 | 0 | 250 | 250 | 250 | 7.4 | 9.1
738_740_1 | 738 | SOUTHAMPTON | Long Island | Long Island | 69 | 740 | TIANA | 69 | 1 | Closed | 0.05796 | 0.13176 | 0.00258 | 1 | 0 | 300 | 300 | 300 | 7.1 | 9.1
74_1363_1 | 74 | BENNETT RD | West | West | 115 | 1363 | TAP160977 | 115 | 1 | Closed | 0.00254 | 0.01052 | 0.00174 | 1 | 0 | 167 | 556 | 210 | 1.3 | 2.1
74_1416_1 | 74 | BENNETT RD | West | West | 115 | 1416 | TAP161767 | 115 | 1 | Closed | 0.00146 | 0.00605 | 0.001 | 1 | 0 | 167 | 556 | 210 | 0.8 | 1.2
740_1163_1 | 740 | TIANA | Long Island | Long Island | 69 | 1163 | SUFFOLKAIRE | 69 | 1 | Closed | 0.05062 | 0.11508 | 0.00225 | 1 | 0 | 300 | 300 | 300 | 7.2 | 8
741_1226_1 | 741 | KERHONKSON | Hudson Valley | Hudson Valley | 69 | 1226 | HONK FALLS | 69 | 1 | Closed | 0.03834 | 0.08716 | 0.0017 | 1 | 0 | 96 | 250 | 123 | 4.6 | 6
741_767_1 | 741 | KERHONKSON | Hudson Valley | Hudson Valley | 69 | 767 | HIGH FALLS | 69 | 1 | Closed | 0.07672 | 0.17442 | 0.00341 | 1 | 0 | 96 | 250 | 123 | 9.6 | 12.1
741_770_1 | 741 | KERHONKSON | Hudson Valley | Hudson Valley | 69 | 770 | GALEVILLE | 69 | 1 | Closed | 0.06466 | 0.14698 | 0.00287 | 1 | 0 | 96 | 250 | 123 | 8.1 | 10.1
742_1204_EQ | 742 | TAP135936 | Capital | Capital | 115 | 1204 | TAP141244 | 69 | EQ | Closed | 0.005 | 0.0335 | 0 | 1 | 0 | 100 | 100 | 100 | 3.6 | 0
742_1208_1 | 742 | TAP135936 | Capital | Capital | 115 | 1208 | TAP141250 | 115 | 1 | Closed | 0.01303 | 0.05389 | 0.00892 | 1 | 0 | 167 | 556 | 210 | 8.1 | 10.8
742_478_1 | 742 | TAP135936 | Capital | Capital | 115 | 478 | UNKNOWN127901 | 115 | 1 | Closed | 0.00465 | 0.01924 | 0.00319 | 1 | 0 | 167 | 556 | 210 | 3.7 | 3.9
742_743_1 | 742 | TAP135936 | Capital | Capital | 115 | 743 | TAP135937 | 115 | 1 | Closed | 3e-05 | 0.00013 | 2e-05 | 1 | 0 | 167 | 556 | 210 | 0 | 0
743_478_1 | 743 | TAP135937 | Capital | Capital | 115 | 478 | UNKNOWN127901 | 115 | 1 | Closed | 0.00464 | 0.01917 | 0.00317 | 1 | 0 | 167 | 556 | 210 | 3.7 | 3.9
743_749_1 | 743 | TAP135937 | Capital | Capital | 115 | 749 | TAP135944 | 115 | 1 | Closed | 0.00209 | 0.00864 | 0.00143 | 1 | 0 | 167 | 556 | 210 | 1.3 | 1.7
744_452_1 | 744 | TAP135939 | Capital | Capital | 115 | 452 | UNKNOWN127616 | 115 | 1 | Closed | 0.00673 | 0.02782 | 0.00461 | 1 | 0 | 167 | 556 | 210 | 4.8 | 5.6
744_745_1 | 744 | TAP135939 | Capital | Capital | 115 | 745 | TAP135940 | 115 | 1 | Closed | 0.00013 | 0.00052 | 9e-05 | 1 | 0 | 167 | 556 | 210 | 0.1 | 0.1
744_746_1 | 744 | TAP135939 | Capital | Capital | 115 | 746 | TAP135941 | 115 | 1 | Closed | 8e-05 | 0.00034 | 6e-05 | 1 | 0 | 167 | 556 | 210 | 0 | 0.1
745_746_1 | 745 | TAP135940 | Capital | Capital | 115 | 746 | TAP135941 | 115 | 1 | Closed | 0.0002 | 0.00081 | 0.00013 | 1 | 0 | 167 | 556 | 210 | 0.1 | 0.2
745_748_1 | 745 | TAP135940 | Capital | Capital | 115 | 748 | TAP135943 | 115 | 1 | Closed | 0.00386 | 0.01595 | 0.00264 | 1 | 0 | 167 | 556 | 210 | 2.4 | 3.2
746_775_1 | 746 | TAP135941 | Capital | Capital | 115 | 775 | TAP136007 | 115 | 1 | Closed | 0.01248 | 0.05161 | 0.00855 | 1 | 0 | 167 | 556 | 210 | 7 | 10.4
747_453_1 | 747 | TAP135942 | Capital | Capital | 115 | 453 | UNKNOWN127617 | 115 | 1 | Closed | 3e-05 | 0.00012 | 2e-05 | 1 | 0 | 167 | 556 | 210 | 0 | 0
747_748_1 | 747 | TAP135942 | Capital | Capital | 115 | 748 | TAP135943 | 115 | 1 | Closed | 3e-05 | 0.00012 | 2e-05 | 1 | 0 | 167 | 556 | 210 | 0 | 0
747_750_1 | 747 | TAP135942 | Capital | Capital | 115 | 750 | TAP135945 | 115 | 1 | Closed | 0.00464 | 0.01921 | 0.00318 | 1 | 0 | 167 | 556 | 210 | 2.9 | 3.9
748_453_1 | 748 | TAP135943 | Capital | Capital | 115 | 453 | UNKNOWN127617 | 115 | 1 | Closed | 3e-05 | 0.00012 | 2e-05 | 1 | 0 | 167 | 556 | 210 | 0 | 0
749_484_1 | 749 | TAP135944 | Capital | Capital | 115 | 484 | UNKNOWN127909 | 115 | 1 | Closed | 0.00262 | 0.01085 | 0.0018 | 1 | 0 | 167 | 556 | 210 | 2.2 | 2.2
749_776_1 | 749 | TAP135944 | Capital | Capital | 115 | 776 | TAP136008 | 115 | 1 | Closed | 0.02122 | 0.08773 | 0.01453 | 1 | 0 | 167 | 556 | 210 | 12.1 | 17.6
750_484_1 | 750 | TAP135945 | Capital | Capital | 115 | 484 | UNKNOWN127909 | 115 | 1 | Closed | 0.00258 | 0.01069 | 0.00177 | 1 | 0 | 167 | 556 | 210 | 2.2 | 2.1
750_751_1 | 750 | TAP135945 | Capital | Capital | 115 | 751 | TAP135946 | 115 | 1 | Closed | 0.00148 | 0.00613 | 0.00102 | 1 | 0 | 167 | 556 | 210 | 0.9 | 1.2
751_23_1 | 751 | TAP135946 | Capital | Mohawk Valley | 115 | 23 | UNKNOWN124160 | 115 | 1 | Closed | 0.03122 | 0.1291 | 0.02138 | 1 | 0 | 167 | 556 | 210 | 19.2 | 26
751_454_1 | 751 | TAP135946 | Capital | Capital | 115 | 454 | UNKNOWN127618 | 115 | 1 | Closed | 5e-05 | 0.0002 | 3e-05 | 1 | 0 | 167 | 556 | 210 | 0 | 0
752_461_1 | 752 | TAP135947 | Hudson Valley | Mohawk Valley | 115 | 461 | UNKNOWN127643 | 115 | 1 | Closed | 0.00883 | 0.0365 | 0.00604 | 1 | 0 | 167 | 556 | 210 | 5.2 | 7.3
752_515_1 | 752 | TAP135947 | Hudson Valley | Hudson Valley | 115 | 515 | UNKNOWN128942 | 115 | 1 | Closed | 0.0163 | 0.06741 | 0.01116 | 1 | 0 | 167 | 556 | 210 | 9.6 | 13.6
752_516_1 | 752 | TAP135947 | Hudson Valley | Hudson Valley | 115 | 516 | UNKNOWN128943 | 115 | 1 | Closed | 0.00826 | 0.03417 | 0.00566 | 1 | 0 | 167 | 556 | 210 | 5.7 | 6.9
753_1224_1 | 753 | TAP135948 | Hudson Valley | Hudson Valley | 69 | 1224 | GRIMLEY ROAD | 69 | 1 | Closed | 0.02966 | 0.06743 | 0.00132 | 1 | 0 | 96 | 250 | 123 | 3.4 | 4.7
753_1225_1 | 753 | TAP135948 | Hudson Valley | Hudson Valley | 69 | 1225 | GREENFIELD ROAD | 69 | 1 | Closed | 0.00939 | 0.02134 | 0.00042 | 1 | 0 | 96 | 250 | 123 | 1.2 | 1.5
753_1226_1 | 753 | TAP135948 | Hudson Valley | Hudson Valley | 69 | 1226 | HONK FALLS | 69 | 1 | Closed | 0.02165 | 0.04922 | 0.00096 | 1 | 0 | 96 | 250 | 123 | 2.5 | 3.4
754_1212_1 | 754 | TAP135949 | Hudson Valley | Hudson Valley | 115 | 1212 | TAP141254 | 115 | 1 | Closed | 0.01002 | 0.04143 | 0.00686 | 1 | 0 | 167 | 556 | 210 | 4.9 | 8.3
754_516_1 | 754 | TAP135949 | Hudson Valley | Hudson Valley | 115 | 516 | UNKNOWN128943 | 115 | 1 | Closed | 0.01046 | 0.04325 | 0.00716 | 1 | 0 | 167 | 556 | 210 | 7.5 | 8.7
754_518_1 | 754 | TAP135949 | Hudson Valley | Hudson Valley | 115 | 518 | UNKNOWN129008 | 115 | 1 | Closed | 0.0003 | 0.00124 | 0.00021 | 1 | 0 | 167 | 556 | 210 | 0.2 | 0.3
755_544_1 | 755 | TAP135950 | Hudson Valley | Hudson Valley | 138 | 544 | UNKNOWN129110 | 138 | 1 | Closed | 0.00106 | 0.00529 | 0.04011 | 1 | 0 | 261 | 562 | 432 | 4.6 | 7.2
755_544_2 | 755 | TAP135950 | Hudson Valley | Hudson Valley | 138 | 544 | UNKNOWN129110 | 138 | 2 | Closed | 0.00106 | 0.00529 | 0.04011 | 1 | 0 | 261 | 562 | 432 | 4.6 | 7.2
755_545_1 | 755 | TAP135950 | Hudson Valley | Hudson Valley | 138 | 545 | UNKNOWN129111 | 138 | 1 | Closed | 1e-05 | 3e-05 | 0.00024 | 1 | 0 | 261 | 562 | 432 | 0 | 0
755_757_1 | 755 | TAP135950 | Hudson Valley | Hudson Valley | 138 | 757 | SUGARLOAF | 138 | 1 | Closed | 0.00048 | 0.00239 | 0.01809 | 1 | 0 | 261 | 562 | 432 | 2.3 | 3.2
755_757_2 | 755 | TAP135950 | Hudson Valley | Hudson Valley | 138 | 757 | SUGARLOAF | 138 | 2 | Closed | 0.00048 | 0.00239 | 0.01809 | 1 | 0 | 261 | 562 | 432 | 2.3 | 3.2
756_1356_1 | 756 | SUGARLOAF | Hudson Valley | Hudson Valley | 115 | 1356 | UNKNOWN158122 | 345 | 1 | Closed | 0.0006 | 0.047 | 0 | 1 | 0 | 400 | 444 | 444 | 0.3 | 0
756_1514_1 | 756 | SUGARLOAF | Hudson Valley | Hudson Valley | 115 | 1514 | SUGARLOAF | 115 | 1 | Closed | 8e-05 | 0.00035 | 6e-05 | 1 | 0 | 167 | 556 | 210 | 0.1 | 0.1
757_1514_1 | 757 | SUGARLOAF | Hudson Valley | Hudson Valley | 138 | 1514 | SUGARLOAF | 115 | 1 | Closed | 0.0007 | 0.025 | 0 | 1 | 0 | 300 | 375 | 450 | 0 | 0
759_760_1 | 759 | TAP135973 | North | North | 230 | 760 | TAP135974 | 230 | 1 | Closed | 0 | 4e-05 | 0.00014 | 1 | 0 | 453 | 936 | 579 | 0 | 0
759_765_1 | 759 | TAP135973 | North | North | 230 | 765 | RYAN | 230 | 1 | Closed | 1e-05 | 8e-05 | 0.0003 | 1 | 0 | 453 | 936 | 579 | 0.1 | 0.1
759_768_1 | 759 | TAP135973 | North | Mohawk Valley | 230 | 768 | WILLIS | 230 | 1 | Closed | 0.00135 | 0.01083 | 0.04134 | 1 | 0 | 453 | 936 | 579 | 6.5 | 10.5
760_765_1 | 760 | TAP135974 | North | North | 230 | 765 | RYAN | 230 | 1 | Closed | 1e-05 | 7e-05 | 0.00025 | 1 | 0 | 453 | 936 | 579 | 0.1 | 0.1
760_993_1 | 760 | TAP135974 | North | North | 230 | 993 | PLATTSBURGH | 230 | 1 | Closed | 0.00533 | 0.04283 | 0.16339 | 1 | 0 | 453 | 936 | 579 | 25.9 | 41.3
761_762_1 | 761 | TAP135975 | North | North | 230 | 762 | TAP135976 | 230 | 1 | Closed | 0 | 4e-05 | 0.00014 | 1 | 0 | 453 | 936 | 579 | 0 | 0
761_764_1 | 761 | TAP135975 | North | North | 230 | 764 | TAP135978 | 230 | 1 | Closed | 0.00323 | 0.02598 | 0.09912 | 1 | 0 | 453 | 936 | 579 | 15.5 | 25.1
761_766_1 | 761 | TAP135975 | North | North | 230 | 766 | DULEY | 230 | 1 | Closed | 2e-05 | 0.00013 | 0.00048 | 1 | 0 | 453 | 936 | 579 | 0.1 | 0.1
762_766_1 | 762 | TAP135976 | North | North | 230 | 766 | DULEY | 230 | 1 | Closed | 1e-05 | 0.0001 | 0.00038 | 1 | 0 | 453 | 936 | 579 | 0.1 | 0.1
762_993_1 | 762 | TAP135976 | North | North | 230 | 993 | PLATTSBURGH | 230 | 1 | Closed | 0.00164 | 0.01322 | 0.05045 | 1 | 0 | 453 | 936 | 579 | 8.7 | 12.8
763_562_1 | 763 | TAP135977 | North | North | 230 | 562 | UNKNOWN129567 | 230 | 1 | Closed | 2e-05 | 0.00016 | 0.0006 | 1 | 0 | 453 | 936 | 579 | 0.1 | 0.2
763_764_1 | 763 | TAP135977 | North | North | 230 | 764 | TAP135978 | 230 | 1 | Closed | 3e-05 | 0.0002 | 0.00078 | 1 | 0 | 453 | 936 | 579 | 0.1 | 0.2
763_768_1 | 763 | TAP135977 | North | Mohawk Valley | 230 | 768 | WILLIS | 230 | 1 | Closed | 0.00178 | 0.01427 | 0.05446 | 1 | 0 | 453 | 936 | 579 | 8.6 | 13.8
764_562_1 | 764 | TAP135978 | North | North | 230 | 562 | UNKNOWN129567 | 230 | 1 | Closed | 1e-05 | 0.00011 | 0.00044 | 1 | 0 | 453 | 936 | 579 | 0.1 | 0.1
768_1230_1 | 768 | WILLIS | Mohawk Valley | Mohawk Valley | 230 | 1230 | MOSES | 230 | 1 | Closed | 0.00736 | 0.05919 | 0.22583 | 1 | 0 | 453 | 936 | 579 | 34.6 | 57.1
768_1230_2 | 768 | WILLIS | Mohawk Valley | Mohawk Valley | 230 | 1230 | MOSES | 230 | 2 | Closed | 0.00736 | 0.05918 | 0.2258 | 1 | 0 | 453 | 936 | 579 | 34.6 | 57.1
768_1515_1 | 768 | WILLIS | Mohawk Valley | Mohawk Valley | 230 | 1515 | WILLIS | 115 | 1 | Closed | 0.00149 | 0.0623 | 0 | 1 | 0 | 326 | 369 | 423 | 0 | 0
769_820_1 | 769 | WESTERLO | Capital | Hudson Valley | 69 | 820 | NEW BALTIMORE | 69 | 1 | Closed | 0.11512 | 0.2617 | 0.00512 | 1 | 0 | 96 | 250 | 123 | 12.8 | 18.1
77_1324_1 | 77 | MOON SWITCHES | West | West | 115 | 1324 | UNKNOWN146130 | 115 | 1 | Closed | 0.01823 | 0.07539 | 0.01248 | 1 | 0 | 167 | 556 | 210 | 13.1 | 15.2
77_1324_2 | 77 | MOON SWITCHES | West | West | 115 | 1324 | UNKNOWN146130 | 115 | 2 | Closed | 0.01823 | 0.07537 | 0.01248 | 1 | 0 | 167 | 556 | 210 | 13.1 | 15.2
77_78_1 | 77 | MOON SWITCHES | West | West | 115 | 78 | HARTFIELD | 115 | 1 | Closed | 0.01449 | 0.0599 | 0.00992 | 1 | 0 | 167 | 556 | 210 | 8.8 | 12
771_1516_1 | 771 | MODENA | Hudson Valley | Hudson Valley | 115 | 1516 | MODENA | 69 | 1 | Closed | 0.0032 | 0.1644 | 0 | 1 | 0 | 125 | 145 | 170 | 0 | 0
771_1516_2 | 771 | MODENA | Hudson Valley | Hudson Valley | 115 | 1516 | MODENA | 69 | 2 | Closed | 0.0032 | 0.1644 | 0 | 1 | 0 | 125 | 145 | 170 | 0 | 0
772_1222_1 | 772 | ROCK TAVERN | Hudson Valley | Mohawk Valley | 345 | 1222 | COOPERS CORNER | 345 | 1 | Closed | 0.00155 | 0.0236 | 0.61003 | 1 | 0 | 1216 | 2454 | 1804 | 32.4 | 59.3
772_1222_2 | 772 | ROCK TAVERN | Hudson Valley | Mohawk Valley | 345 | 1222 | COOPERS CORNER | 345 | 2 | Closed | 0.00155 | 0.02362 | 0.61058 | 1 | 0 | 1216 | 2454 | 1804 | 32.4 | 59.3
772_1356_1 | 772 | ROCK TAVERN | Hudson Valley | Hudson Valley | 345 | 1356 | UNKNOWN158122 | 345 | 1 | Closed | 0.00037 | 0.00558 | 0.14421 | 1 | 0 | 1216 | 2454 | 1804 | 11.5 | 14
772_1517_1 | 772 | ROCK TAVERN | Hudson Valley | Hudson Valley | 345 | 1517 | ROCK TAVERN | 115 | 1 | Closed | 0.0006 | 0.0524 | 0 | 1 | 0 | 417 | 518 | 599 | 0 | 0
772_1519_1 | 772 | ROCK TAVERN | Hudson Valley | Hudson Valley | 345 | 1519 | RAMAPO | 345 | 1 | Closed | 0.00083 | 0.01265 | 0.32696 | 1 | 0 | 1216 | 2454 | 1804 | 22 | 31.8
772_847_1 | 772 | ROCK TAVERN | Hudson Valley | Hudson Valley | 345 | 847 | ROSETON | 345 | 1 | Closed | 0.00057 | 0.00873 | 0.22577 | 1 | 0 | 1216 | 2454 | 1804 | 13.5 | 21.9
773_1518_1 | 773 | RAMAPO | Hudson Valley | Hudson Valley | 500 | 1518 | RAMAPO | 138 | 1 | Closed | 0.002 | 0.05 | 0 | 1 | 0 | 500 | 500 | 500 | 0 | 0
773_1519_1 | 773 | RAMAPO | Hudson Valley | Hudson Valley | 500 | 1519 | RAMAPO | 345 | 1 | Closed | 9e-05 | 0.00781 | 0 | 1 | 0 | 1052 | 1370 | 1803 | 0 | 0
774_899_1 | 774 | LADENTOWN | Hudson Valley | Hudson Valley | 345 | 899 | W. HAVERSTRAW | 345 | 1 | Closed | 0.00018 | 0.0027 | 0.06987 | 1 | 0 | 1216 | 2454 | 1804 | 4.4 | 6.8
774_899_2 | 774 | LADENTOWN | Hudson Valley | Hudson Valley | 345 | 899 | W. HAVERSTRAW | 345 | 2 | Closed | 0.00018 | 0.0027 | 0.06969 | 1 | 0 | 1216 | 2454 | 1804 | 4.4 | 6.8
774_900_1 | 774 | LADENTOWN | Hudson Valley | Millwood | 345 | 900 | BUCHANAN | 345 | 1 | Closed | 0.00035 | 0.00541 | 0.13993 | 1 | 0 | 1725 | 1725 | 2500 | 8.7 | 13.6
775_483_1 | 775 | TAP136007 | Capital | Capital | 115 | 483 | UNKNOWN127908 | 115 | 1 | Closed | 0.00245 | 0.01013 | 0.00168 | 1 | 0 | 167 | 556 | 210 | 1.9 | 2
775_780_1 | 775 | TAP136007 | Capital | Capital | 115 | 780 | CHURCH STREET | 115 | 1 | Closed | 0.00242 | 0.01003 | 0.00166 | 1 | 0 | 167 | 556 | 210 | 1.4 | 2
776_483_1 | 776 | TAP136008 | Capital | Capital | 115 | 483 | UNKNOWN127908 | 115 | 1 | Closed | 0.00246 | 0.01016 | 0.00168 | 1 | 0 | 167 | 556 | 210 | 1.9 | 2
776_780_1 | 776 | TAP136008 | Capital | Capital | 115 | 780 | CHURCH STREET | 115 | 1 | Closed | 0.00247 | 0.01023 | 0.00169 | 1 | 0 | 167 | 556 | 210 | 1.4 | 2.1
777_1455_1 | 777 | TAP136009 | Capital | Capital | 69 | 1455 | UNKNOWN172522 | 69 | 1 | Closed | 0.0316 | 0.07183 | 0.0014 | 1 | 0 | 96 | 250 | 123 | 3.7 | 5
777_1480_1 | 777 | TAP136009 | Capital | Capital | 69 | 1480 | UNKNOWN127908 | 69 | 1 | Closed | 0.01405 | 0.03194 | 0.00062 | 1 | 0 | 96 | 250 | 123 | 1.6 | 2.2
777_2_1 | 777 | TAP136009 | Capital | Capital | 69 | 2 | UNKNOWN124116 | 69 | 1 | Closed | 0.04083 | 0.09281 | 0.00181 | 1 | 0 | 96 | 250 | 123 | 2.3 | 6.4
778_448_1 | 778 | TAP136011 | Capital | Capital | 115 | 448 | UNKNOWN127608 | 115 | 1 | Closed | 0.00707 | 0.02922 | 0.00484 | 1 | 0 | 167 | 556 | 210 | 4.1 | 5.9
778_486_1 | 778 | TAP136011 | Capital | Capital | 115 | 486 | UNKNOWN127976 | 115 | 1 | Closed | 0.00025 | 0.00102 | 0.00017 | 1 | 0 | 167 | 556 | 210 | 0.2 | 0.2
778_487_1 | 778 | TAP136011 | Capital | Capital | 115 | 487 | UNKNOWN127977 | 115 | 1 | Closed | 0.00811 | 0.03353 | 0.00555 | 1 | 0 | 167 | 556 | 210 | 4.5 | 6.7
779_1515_1 | 779 | TAP136012 | Mohawk Valley | Mohawk Valley | 115 | 1515 | WILLIS | 115 | 1 | Closed | 0.00013 | 0.00055 | 9e-05 | 1 | 0 | 167 | 556 | 210 | 0.1 | 0.1
779_190_1 | 779 | TAP136012 | Mohawk Valley | North | 115 | 190 | UNKNOWN125027 | 115 | 1 | Closed | 0.02941 | 0.12161 | 0.02014 | 1 | 0 | 167 | 556 | 210 | 15.3 | 24.5
779_40_1 | 779 | TAP136012 | Mohawk Valley | Mohawk Valley | 115 | 40 | UNKNOWN124225 | 115 | 1 | Closed | 0.00339 | 0.01403 | 0.00232 | 1 | 0 | 167 | 556 | 210 | 2.5 | 2.8
784_464_1 | 784 | TAP136037 | Capital | Capital | 115 | 464 | UNKNOWN127714 | 115 | 1 | Closed | 4e-05 | 0.00017 | 3e-05 | 1 | 0 | 167 | 556 | 210 | 0 | 0
784_785_1 | 784 | TAP136037 | Capital | Capital | 115 | 785 | TAP136038 | 115 | 1 | Closed | 1e-05 | 4e-05 | 1e-05 | 1 | 0 | 167 | 556 | 210 | 0 | 0
785_464_1 | 785 | TAP136038 | Capital | Capital | 115 | 464 | UNKNOWN127714 | 115 | 1 | Closed | 4e-05 | 0.00016 | 3e-05 | 1 | 0 | 167 | 556 | 210 | 0 | 0
785_797_1 | 785 | TAP136038 | Capital | Capital | 115 | 797 | WARRENSBURG | 115 | 1 | Closed | 0.01313 | 0.05429 | 0.00899 | 1 | 0 | 167 | 556 | 210 | 9.8 | 10.9
786_469_1 | 786 | TAP136039 | Capital | Capital | 115 | 469 | UNKNOWN127722 | 115 | 1 | Closed | 0.00063 | 0.0026 | 0.00043 | 1 | 0 | 167 | 556 | 210 | 0.4 | 0.5
786_683_1 | 786 | TAP136039 | Capital | Capital | 115 | 683 | MOHICAN | 115 | 1 | Closed | 0.00175 | 0.00725 | 0.0012 | 1 | 0 | 167 | 556 | 210 | 1.4 | 1.5
786_791_1 | 786 | TAP136039 | Capital | Capital | 115 | 791 | TAP136044 | 115 | 1 | Closed | 0.00282 | 0.01165 | 0.00193 | 1 | 0 | 167 | 556 | 210 | 2.1 | 2.3
787_1444_1 | 787 | TAP136040 | Capital | Capital | 115 | 1444 | TAP167233 | 115 | 1 | Closed | 0.00107 | 0.00441 | 0.00073 | 1 | 0 | 167 | 556 | 210 | 0.7 | 0.9
787_467_1 | 787 | TAP136040 | Capital | Capital | 115 | 467 | UNKNOWN127719 | 115 | 1 | Closed | 0.00032 | 0.00134 | 0.00022 | 1 | 0 | 167 | 556 | 210 | 0.2 | 0.3
787_679_1 | 787 | TAP136040 | Capital | Capital | 115 | 679 | TAP135768 | 115 | 1 | Closed | 0.00139 | 0.00574 | 0.00095 | 1 | 0 | 167 | 556 | 210 | 0.8 | 1.2
788_783_1 | 788 | TAP136041 | Capital | Capital | 115 | 783 | WHITEHALL | 115 | 1 | Closed | 0.00798 | 0.03302 | 0.00547 | 1 | 0 | 167 | 556 | 210 | 6.3 | 6.6
788_791_1 | 788 | TAP136041 | Capital | Capital | 115 | 791 | TAP136044 | 115 | 1 | Closed | 0.01801 | 0.07448 | 0.01233 | 1 | 0 | 167 | 556 | 210 | 12.2 | 15
788_798_1 | 788 | TAP136041 | Capital | Capital | 115 | 798 | COMSTOCK | 115 | 1 | Closed | 0.00013 | 0.00053 | 9e-05 | 1 | 0 | 167 | 556 | 210 | 0.1 | 0.1
789_468_1 | 789 | TAP136042 | Capital | Capital | 115 | 468 | UNKNOWN127721 | 115 | 1 | Closed | 0.00126 | 0.00523 | 0.00087 | 1 | 0 | 167 | 556 | 210 | 0.8 | 1.1
789_783_1 | 789 | TAP136042 | Capital | Capital | 115 | 783 | WHITEHALL | 115 | 1 | Closed | 0.00837 | 0.03462 | 0.00573 | 1 | 0 | 167 | 556 | 210 | 6.6 | 7
789_792_1 | 789 | TAP136042 | Capital | Capital | 115 | 792 | TAP136045 | 115 | 1 | Closed | 0.01746 | 0.07218 | 0.01195 | 1 | 0 | 167 | 556 | 210 | 11.7 | 14.5
79_1136_1 | 79 | EAST 13TH STREET | NYC | NYC | 345 | 1136 | WEST 49TH STREET | 345 | 1 | Closed | 8e-05 | 0.00129 | 0.03339 | 1 | 0 | 1216 | 2454 | 1804 | 2.9 | 3.2
79_1136_2 | 79 | EAST 13TH STREET | NYC | NYC | 345 | 1136 | WEST 49TH STREET | 345 | 2 | Closed | 8e-05 | 0.00129 | 0.03342 | 1 | 0 | 1216 | 2454 | 1804 | 2.9 | 3.2
790_462_1 | 790 | TAP136043 | Capital | Capital | 115 | 462 | UNKNOWN127711 | 115 | 1 | Closed | 0.00055 | 0.00227 | 0.00038 | 1 | 0 | 167 | 556 | 210 | 0.3 | 0.5
790_679_1 | 790 | TAP136043 | Capital | Capital | 115 | 679 | TAP135768 | 115 | 1 | Closed | 0.00126 | 0.0052 | 0.00086 | 1 | 0 | 167 | 556 | 210 | 1 | 1
790_792_1 | 790 | TAP136043 | Capital | Capital | 115 | 792 | TAP136045 | 115 | 1 | Closed | 0.00199 | 0.00824 | 0.00136 | 1 | 0 | 167 | 556 | 210 | 1.4 | 1.7
791_472_1 | 791 | TAP136044 | Capital | Capital | 115 | 472 | UNKNOWN127728 | 115 | 1 | Closed | 0.00323 | 0.01337 | 0.00221 | 1 | 0 | 167 | 556 | 210 | 1.7 | 2.7
792_472_1 | 792 | TAP136045 | Capital | Capital | 115 | 472 | UNKNOWN127728 | 115 | 1 | Closed | 0.00322 | 0.01331 | 0.0022 | 1 | 0 | 167 | 556 | 210 | 1.7 | 2.7
793_784_1 | 793 | TAP136046 | Capital | Capital | 115 | 784 | TAP136037 | 115 | 1 | Closed | 0.00633 | 0.02619 | 0.00434 | 1 | 0 | 167 | 556 | 210 | 3.8 | 5.3
793_84_1 | 793 | TAP136046 | Capital | Capital | 115 | 84 | UNKNOWN124529 | 115 | 1 | Closed | 0.00284 | 0.01145 | 0.00146 | 1 | 0 | 116 | 556 | 145 | 1.5 | 2
794_3_1 | 794 | TAP136047 | Capital | Capital | 115 | 3 | UNKNOWN124120 | 115 | 1 | Closed | 0.00164 | 0.00676 | 0.00112 | 1 | 0 | 167 | 556 | 210 | 0.9 | 1.4
794_795_1 | 794 | TAP136047 | Capital | Capital | 115 | 795 | TAP136048 | 115 | 1 | Closed | 0.00064 | 0.00264 | 0.00044 | 1 | 0 | 116 | 556 | 145 | 0.5 | 0.5
794_795_2 | 794 | TAP136047 | Capital | Capital | 115 | 795 | TAP136048 | 115 | 2 | Closed | 0.00064 | 0.00264 | 0.00044 | 1 | 0 | 116 | 556 | 145 | 0.5 | 0.5
794_992_1 | 794 | TAP136047 | Capital | Capital | 115 | 992 | TAP139865 | 115 | 1 | Closed | 0.00289 | 0.01195 | 0.00198 | 1 | 0 | 116 | 556 | 145 | 2.4 | 2.4
794_992_2 | 794 | TAP136047 | Capital | Capital | 115 | 992 | TAP139865 | 115 | 2 | Closed | 0.00289 | 0.01195 | 0.00198 | 1 | 0 | 116 | 556 | 145 | 2.4 | 2.4
795_11_1 | 795 | TAP136048 | Capital | Capital | 115 | 11 | UNKNOWN124134 | 115 | 1 | Closed | 0.0004 | 0.00165 | 0.00027 | 1 | 0 | 167 | 556 | 210 | 0.3 | 0.3
795_489_1 | 795 | TAP136048 | Capital | Capital | 115 | 489 | UNKNOWN127980 | 115 | 1 | Closed | 0.00182 | 0.00753 | 0.00125 | 1 | 0 | 167 | 556 | 210 | 1.4 | 1.5
80_375_1 | 80 | UNKNOWN124470 | Mohawk Valley | Mohawk Valley | 115 | 375 | UNKNOWN125579 | 115 | 1 | Closed | 0.00312 | 0.01291 | 0.00214 | 1 | 0 | 167 | 556 | 210 | 2.3 | 2.6
800_1227_1 | 800 | NEW SCOTLAND | Capital | Capital | 345 | 1227 | GILBOA | 345 | 1 | Closed | 0.00114 | 0.0174 | 0.44989 | 1 | 0 | 1216 | 2454 | 1804 | 30.1 | 43.7
800_1233_1 | 800 | NEW SCOTLAND | Capital | Mohawk Valley | 345 | 1233 | EDIC | 345 | 1 | Closed | 0.00293 | 0.04468 | 1.155 | 1 | 0 | 1216 | 2454 | 1804 | 77.1 | 112.3
800_1520_1 | 800 | NEW SCOTLAND | Capital | Capital | 345 | 1520 | NEW SCOTLAND | 115 | 1 | Closed | 0.0006 | 0.0524 | 0 | 1 | 0 | 417 | 518 | 599 | 0 | 0
800_1521_1 | 800 | NEW SCOTLAND | Capital | Capital | 345 | 1521 | NEW SCOTLAND | 230 | 1 | Closed | 0.00044 | 0.02341 | 0 | 1 | 0 | 448 | 541 | 612 | 0 | 0
800_1567_1 | 800 | NEW SCOTLAND | Capital | Mohawk Valley | 345 | 1567 | MARCY | 345 | 1 | Closed | 0.00295 | 0.04506 | 1.1648 | 1 | 0 | 1216 | 2454 | 1804 | 77.6 | 113.2
800_818_1 | 800 | NEW SCOTLAND | Capital | Hudson Valley | 345 | 818 | LEEDS | 345 | 1 | Closed | 0.00076 | 0.01166 | 0.30128 | 1 | 0 | 1216 | 2454 | 1804 | 23.9 | 29.3
800_818_2 | 800 | NEW SCOTLAND | Capital | Hudson Valley | 345 | 818 | LEEDS | 345 | 2 | Closed | 0.00076 | 0.01159 | 0.29954 | 1 | 0 | 1216 | 2454 | 1804 | 23.9 | 29.1
801_799_1 | 801 | TAP136074 | Capital | Capital | 345 | 799 | ALPS | 345 | 1 | Closed | 0 | 4e-05 | 0.00112 | 1 | 0 | 1216 | 2454 | 1804 | 0.1 | 0.1
801_802_1 | 801 | TAP136074 | Capital | Capital | 345 | 802 | TAP136075 | 345 | 1 | Closed | 0 | 1e-05 | 0.0002 | 1 | 0 | 1216 | 2454 | 1804 | 0 | 0
802_799_1 | 802 | TAP136075 | Capital | Capital | 345 | 799 | ALPS | 345 | 1 | Closed | 0 | 3e-05 | 0.00082 | 1 | 0 | 1216 | 2454 | 1804 | 0.1 | 0.1
802_800_1 | 802 | TAP136075 | Capital | Capital | 345 | 800 | NEW SCOTLAND | 345 | 1 | Closed | 0.00104 | 0.01587 | 0.41027 | 1 | 0 | 1216 | 2454 | 1804 | 20.8 | 39.9
803_1418_1 | 803 | TAP136076 | Capital | Capital | 115 | 1418 | TAP162100 | 115 | 1 | Closed | 0.00117 | 0.00484 | 0.0008 | 1 | 0 | 167 | 556 | 210 | 0.7 | 1
803_1520_1 | 803 | TAP136076 | Capital | Capital | 115 | 1520 | NEW SCOTLAND | 115 | 1 | Closed | 0.0039 | 0.01615 | 0.00267 | 1 | 0 | 167 | 556 | 210 | 3 | 3.2
803_512_1 | 803 | TAP136076 | Capital | Hudson Valley | 115 | 512 | UNKNOWN128280 | 115 | 1 | Closed | 0.02853 | 0.11796 | 0.01953 | 1 | 0 | 167 | 556 | 210 | 23.1 | 23.7
804_1520_1 | 804 | TAP136077 | Capital | Capital | 115 | 1520 | NEW SCOTLAND | 115 | 1 | Closed | 0.00403 | 0.01666 | 0.00276 | 1 | 0 | 556 | 556 | 556 | 3 | 3.4
804_506_1 | 804 | TAP136077 | Capital | Capital | 115 | 506 | UNKNOWN128272 | 115 | 1 | Closed | 0.00876 | 0.03623 | 0.006 | 1 | 0 | 167 | 556 | 210 | 5.8 | 7.3
804_509_1 | 804 | TAP136077 | Capital | Capital | 115 | 509 | UNKNOWN128275 | 115 | 1 | Closed | 0.00176 | 0.00727 | 0.0012 | 1 | 0 | 556 | 556 | 556 | 1.1 | 1.5
805_1418_1 | 805 | TAP136078 | Capital | Capital | 115 | 1418 | TAP162100 | 115 | 1 | Closed | 0.00024 | 0.001 | 0.00016 | 1 | 0 | 167 | 556 | 210 | 0.2 | 0.2
805_507_1 | 805 | TAP136078 | Capital | Capital | 115 | 507 | UNKNOWN128273 | 115 | 1 | Closed | 0.00014 | 0.00056 | 9e-05 | 1 | 0 | 167 | 556 | 210 | 0.1 | 0.1
805_507_2 | 805 | TAP136078 | Capital | Capital | 115 | 507 | UNKNOWN128273 | 115 | 2 | Closed | 0.00027 | 0.00111 | 0.00018 | 1 | 0 | 167 | 556 | 210 | 0.1 | 0.2
806_1520_1 | 806 | TAP136081 | Capital | Capital | 115 | 1520 | NEW SCOTLAND | 115 | 1 | Closed | 0.00422 | 0.01744 | 0.00289 | 1 | 0 | 167 | 556 | 210 | 3.1 | 3.5
806_816_1 | 806 | TAP136081 | Capital | Capital | 115 | 816 | VOORHEESVILLE | 115 | 1 | Closed | 6e-05 | 0.00024 | 4e-05 | 1 | 0 | 167 | 556 | 210 | 0 | 0
807_1520_1 | 807 | TAP136082 | Capital | Capital | 115 | 1520 | NEW SCOTLAND | 115 | 1 | Closed | 0.00424 | 0.01753 | 0.0029 | 1 | 0 | 167 | 556 | 210 | 3.1 | 3.5
807_816_1 | 807 | TAP136082 | Capital | Capital | 115 | 816 | VOORHEESVILLE | 115 | 1 | Closed | 3e-05 | 0.00012 | 2e-05 | 1 | 0 | 167 | 556 | 210 | 0 | 0
808_1513_1 | 808 | TAP136083 | Capital | Capital | 115 | 1513 | REYNOLDS | 115 | 1 | Closed | 0.00125 | 0.00516 | 0.00085 | 1 | 0 | 211 | 211 | 211 | 1 | 1
808_810_1 | 808 | TAP136083 | Capital | Capital | 115 | 810 | RIVERSIDE | 115 | 1 | Closed | 0.00383 | 0.01585 | 0.00262 | 1 | 0 | 167 | 556 | 210 | 2.2 | 3.2
808_813_1 | 808 | TAP136083 | Capital | Capital | 115 | 813 | GREENBUSH | 115 | 1 | Closed | 0.00475 | 0.01965 | 0.00325 | 1 | 0 | 211 | 211 | 211 | 3.9 | 3.9
809_563_1 | 809 | TAP136084 | Capital | Capital | 115 | 563 | UNKNOWN129569 | 115 | 1 | Closed | 0.0015 | 0.0062 | 0.00103 | 1 | 0 | 167 | 556 | 210 | 0.8 | 1.2
809_813_1 | 809 | TAP136084 | Capital | Capital | 115 | 813 | GREENBUSH | 115 | 1 | Closed | 0.00642 | 0.02656 | 0.0044 | 1 | 0 | 167 | 556 | 210 | 5 | 5.3
81_112_1 | 81 | WESTOVER | Central | Central | 115 | 112 | UNKNOWN124642 | 115 | 1 | Closed | 0.02605 | 0.10774 | 0.01784 | 1 | 0 | 167 | 556 | 210 | 14.1 | 21.7
81_122_1 | 81 | WESTOVER | Central | Central | 115 | 122 | ROBBLE AVE | 115 | 1 | Closed | 0.00663 | 0.02743 | 0.00454 | 1 | 0 | 167 | 556 | 210 | 4.1 | 5.5
81_1465_1 | 81 | WESTOVER | Central | Central | 115 | 1465 | TAP173591 | 115 | 1 | Closed | 0.02539 | 0.10501 | 0.01739 | 1 | 0 | 167 | 556 | 210 | 15.6 | 21.1
81_1559_1 | 81 | WESTOVER | Central | Central | 115 | 1559 | OAKDALE | 115 | 1 | Closed | 0.00227 | 0.00937 | 0.00155 | 1 | 0 | 167 | 556 | 210 | 1.8 | 1.9
81_1559_2 | 81 | WESTOVER | Central | Central | 115 | 1559 | OAKDALE | 115 | 2 | Closed | 0.00227 | 0.0094 | 0.00156 | 1 | 0 | 167 | 556 | 210 | 1.8 | 1.9
810_1392_1 | 810 | RIVERSIDE | Capital | Capital | 115 | 1392 | TAP161119 | 115 | 1 | Closed | 0.00156 | 0.00643 | 0.00107 | 1 | 0 | 211 | 211 | 211 | 1.2 | 1.3
810_1392_2 | 810 | RIVERSIDE | Capital | Capital | 115 | 1392 | TAP161119 | 115 | 2 | Closed | 0.00155 | 0.00643 | 0.00106 | 1 | 0 | 211 | 211 | 211 | 1.2 | 1.3
810_815_1 | 810 | RIVERSIDE | Capital | Capital | 115 | 815 | TRINITY | 115 | 1 | Closed | 0.00207 | 0.00856 | 0.00142 | 1 | 0 | 250 | 250 | 250 | 1.5 | 1.7
810_815_2 | 810 | RIVERSIDE | Capital | Capital | 115 | 815 | TRINITY | 115 | 2 | Closed | 0.00207 | 0.00856 | 0.00142 | 1 | 0 | 250 | 250 | 250 | 1.5 | 1.7
811_813_1 | 811 | STEPHENTOWN | Capital | Capital | 115 | 813 | GREENBUSH | 115 | 1 | Closed | 0.02972 | 0.12289 | 0.02035 | 1 | 0 | 167 | 556 | 210 | 17.6 | 24.7
812_813_1 | 812 | SCHODACK | Capital | Capital | 115 | 813 | GREENBUSH | 115 | 1 | Closed | 0.0037 | 0.0233 | 0.00322 | 1 | 0 | 220 | 556 | 280 | 3.9 | 4.3
817_818_1 | 817 | ATHENS | Hudson Valley | Hudson Valley | 345 | 818 | LEEDS | 345 | 1 | Closed | 2e-05 | 0.0003 | 0.00773 | 1 | 0 | 2454 | 2454 | 2454 | 0.4 | 0.8
818_1227_1 | 818 | LEEDS | Hudson Valley | Capital | 345 | 1227 | GILBOA | 345 | 1 | Closed | 0.00131 | 0.01997 | 0.51614 | 1 | 0 | 1216 | 2454 | 1804 | 33 | 50.2
818_644_1 | 818 | LEEDS | Hudson Valley | Hudson Valley | 345 | 644 | HURLEY AVENUE | 345 | 1 | Closed | 0.00088 | 0.01335 | 0.34513 | 1 | 0 | 1216 | 2454 | 1804 | 24.9 | 33.5
820_828_1 | 820 | NEW BALTIMORE | Hudson Valley | Hudson Valley | 69 | 828 | UNKNOWN136148 | 69 | 1 | Closed | 0.04403 | 0.10009 | 0.00196 | 1 | 0 | 96 | 250 | 123 | 6.6 | 6.9
822_769_1 | 822 | TAP136123 | Hudson Valley | Capital | 69 | 769 | WESTERLO | 69 | 1 | Closed | 0.04503 | 0.10238 | 0.002 | 1 | 0 | 96 | 250 | 123 | 5.9 | 7.1
822_819_1 | 822 | TAP136123 | Hudson Valley | Hudson Valley | 69 | 819 | FREEHOLD | 69 | 1 | Closed | 0.00042 | 0.00096 | 2e-05 | 1 | 0 | 96 | 250 | 123 | 0 | 0.1
822_821_1 | 822 | TAP136123 | Hudson Valley | Hudson Valley | 69 | 821 | SOUTH CAIRO | 69 | 1 | Closed | 0.04143 | 0.09419 | 0.00184 | 1 | 0 | 96 | 250 | 123 | 6 | 6.5
823_675_1 | 823 | TAP136124 | Capital | Capital | 115 | 675 | TAP135715 | 115 | 1 | Closed | 0.00218 | 0.00901 | 0.00149 | 1 | 0 | 167 | 556 | 210 | 1.8 | 1.8
823_826_1 | 823 | TAP136124 | Capital | Capital | 115 | 826 | TAP136127 | 115 | 1 | Closed | 0.01509 | 0.06239 | 0.01033 | 1 | 0 | 167 | 556 | 210 | 11.8 | 12.5
823_827_1 | 823 | TAP136124 | Capital | Capital | 115 | 827 | HUDSON | 115 | 1 | Closed | 0.00276 | 0.01141 | 0.00189 | 1 | 0 | 167 | 556 | 210 | 1.9 | 2.3
824_665_1 | 824 | TAP136125 | Capital | Capital | 115 | 665 | CHURCHTOWN | 115 | 1 | Closed | 0.00647 | 0.02675 | 0.00443 | 1 | 0 | 167 | 556 | 210 | 5.1 | 5.4
824_825_1 | 824 | TAP136125 | Capital | Capital | 115 | 825 | TAP136126 | 115 | 1 | Closed | 0.01509 | 0.0624 | 0.01033 | 1 | 0 | 167 | 556 | 210 | 11.8 | 12.5
824_827_1 | 824 | TAP136125 | Capital | Capital | 115 | 827 | HUDSON | 115 | 1 | Closed | 0.0028 | 0.01159 | 0.00192 | 1 | 0 | 167 | 556 | 210 | 1.9 | 2.3
825_523_1 | 825 | TAP136126 | Capital | Capital | 115 | 523 | UNKNOWN129016 | 115 | 1 | Closed | 0.00417 | 0.01723 | 0.00285 | 1 | 0 | 167 | 556 | 210 | 2.2 | 3.5
825_812_1 | 825 | TAP136126 | Capital | Capital | 115 | 812 | SCHODACK | 115 | 1 | Closed | 0.00949 | 0.04751 | 0.0063 | 1 | 0 | 186 | 556 | 237 | 7.8 | 8.5
826_523_1 | 826 | TAP136127 | Capital | Capital | 115 | 523 | UNKNOWN129016 | 115 | 1 | Closed | 0.00421 | 0.01742 | 0.00288 | 1 | 0 | 167 | 556 | 210 | 2.2 | 3.5
826_809_1 | 826 | TAP136127 | Capital | Capital | 115 | 809 | TAP136084 | 115 | 1 | Closed | 0.0046 | 0.0352 | 0.0051 | 1 | 0 | 254 | 556 | 318 | 6.6 | 6.6
829_835_1 | 829 | TAP136399 | Long Island | Long Island | 69 | 835 | WEST BABYLON | 69 | 1 | Closed | 0.00117 | 0.00266 | 5e-05 | 1 | 0 | 96 | 250 | 123 | 0.1 | 0.2
829_836_1 | 829 | TAP136399 | Long Island | Long Island | 69 | 836 | BABYLON | 69 | 1 | Closed | 0.01469 | 0.0334 | 0.00065 | 1 | 0 | 300 | 300 | 300 | 1.9 | 2.3
830_829_1 | 830 | TAP136402 | Long Island | Long Island | 69 | 829 | TAP136399 | 69 | 1 | Closed | 0.03397 | 0.07722 | 0.00151 | 1 | 0 | 120 | 250 | 123 | 4.3 | 5.3
830_833_1 | 830 | TAP136402 | Long Island | Long Island | 69 | 833 | TAP136405 | 69 | 1 | Closed | 0.02132 | 0.04847 | 0.00095 | 1 | 0 | 150 | 150 | 150 | 2.7 | 3.4
830_834_1 | 830 | TAP136402 | Long Island | Long Island | 69 | 834 | STERLING | 69 | 1 | Closed | 0.00011 | 0.00024 | 0 | 1 | 0 | 96 | 250 | 123 | 0 | 0
831_1160_1 | 831 | TAP136403 | Long Island | Long Island | 138 | 1160 | ELWOOD | 138 | 1 | Closed | 0.00049 | 0.00246 | 0.01866 | 1 | 0 | 261 | 562 | 432 | 2 | 3.3
831_572_1 | 831 | TAP136403 | Long Island | Long Island | 138 | 572 | UNKNOWN129921 | 138 | 1 | Closed | 0 | 2e-05 | 0.00014 | 1 | 0 | 261 | 562 | 432 | 0 | 0
831_832_1 | 831 | TAP136403 | Long Island | Long Island | 138 | 832 | TAP136404 | 138 | 1 | Closed | 0.0002 | 0.00102 | 0.00776 | 1 | 0 | 261 | 562 | 432 | 0.8 | 1.4
832_1157_1 | 832 | TAP136404 | Long Island | Long Island | 138 | 1157 | GREENLAWN | 138 | 1 | Closed | 1e-05 | 6e-05 | 0.00045 | 1 | 0 | 261 | 562 | 432 | 0 | 0.1
832_844_1 | 832 | TAP136404 | Long Island | Long Island | 138 | 844 | OAKWOOD | 138 | 1 | Closed | 0.00058 | 0.0029 | 0.022 | 1 | 0 | 261 | 562 | 432 | 2.4 | 3.9
833_841_1 | 833 | TAP136405 | Long Island | Long Island | 69 | 841 | MASSAPEQUA | 69 | 1 | Closed | 0.00045 | 0.00102 | 2e-05 | 1 | 0 | 250 | 250 | 250 | 0.1 | 0.1
833_998_1 | 833 | TAP136405 | Long Island | Long Island | 69 | 998 | BELLMORE | 69 | 1 | Closed | 0.02555 | 0.05808 | 0.00114 | 1 | 0 | 250 | 250 | 250 | 3.1 | 4
834_845_1 | 834 | STERLING | Long Island | Long Island | 69 | 845 | SOUTH FARMINGDALE | 69 | 1 | Closed | 0.02323 | 0.05281 | 0.00103 | 1 | 0 | 300 | 300 | 300 | 3 | 3.6
835_845_1 | 835 | WEST BABYLON | Long Island | Long Island | 69 | 845 | SOUTH FARMINGDALE | 69 | 1 | Closed | 0.03701 | 0.08414 | 0.00164 | 1 | 0 | 200 | 250 | 200 | 4.6 | 5.8
835_846_1 | 835 | WEST BABYLON | Long Island | Long Island | 69 | 846 | PINELAWN | 69 | 1 | Closed | 0.02757 | 0.06268 | 0.00123 | 1 | 0 | 300 | 300 | 300 | 3.1 | 4.3
837_846_1 | 837 | DEER PARK | Long Island | Long Island | 69 | 846 | PINELAWN | 69 | 1 | Closed | 0.02204 | 0.05011 | 0.00098 | 1 | 0 | 121 | 250 | 123 | 3.1 | 3.5
838_1522_1 | 838 | STATE SCHOOL | Long Island | Long Island | 69 | 1522 | RULAND ROAD | 69 | 1 | Closed | 0.0214 | 0.04866 | 0.00095 | 1 | 0 | 96 | 250 | 123 | 2.6 | 3.4
838_839_1 | 838 | STATE SCHOOL | Long Island | Long Island | 69 | 839 | WOLF HILL | 69 | 1 | Closed | 0.01281 | 0.02912 | 0.00057 | 1 | 0 | 96 | 250 | 123 | 1.4 | 2
839_1536_1 | 839 | WOLF HILL | Long Island | Long Island | 69 | 1536 | GREENLAWN | 69 | 1 | Closed | 0.03032 | 0.06893 | 0.00135 | 1 | 0 | 96 | 250 | 123 | 3.3 | 4.8
840_1523_1 | 840 | SYOSSET | Long Island | Long Island | 69 | 1523 | OAKWOOD | 69 | 1 | Closed | 0.02145 | 0.04876 | 0.00095 | 1 | 0 | 300 | 300 | 300 | 3 | 3.4
842_1166_1 | 842 | RULAND ROAD | Long Island | Long Island | 138 | 1166 | PILGRIM | 138 | 1 | Closed | 0.004 | 0.04 | 0.012 | 1 | 0 | 261 | 562 | 432 | 8.2 | 10.8
842_1166_2 | 842 | RULAND ROAD | Long Island | Long Island | 138 | 1166 | PILGRIM | 138 | 2 | Closed | 0.004 | 0.04 | 0.012 | 1 | 0 | 261 | 562 | 432 | 8.2 | 10.8
842_1522_1 | 842 | RULAND ROAD | Long Island | Long Island | 138 | 1522 | RULAND ROAD | 69 | 1 | Closed | 0.00302 | 0.10864 | 0 | 1 | 0 | 200 | 200 | 200 | 0 | 0
843_845_1 | 843 | BETHPAGE | Long Island | Long Island | 69 | 845 | SOUTH FARMINGDALE | 69 | 1 | Closed | 0.0128 | 0.02909 | 0.00057 | 1 | 0 | 200 | 250 | 200 | 1.6 | 2
843_845_2 | 843 | BETHPAGE | Long Island | Long Island | 69 | 845 | SOUTH FARMINGDALE | 69 | 2 | Closed | 0.0128 | 0.02909 | 0.00057 | 1 | 0 | 200 | 250 | 200 | 1.6 | 2
844_1157_1 | 844 | OAKWOOD | Long Island | Long Island | 138 | 1157 | GREENLAWN | 138 | 1 | Closed | 0.00059 | 0.00293 | 0.02218 | 1 | 0 | 261 | 562 | 432 | 2.4 | 4
844_1523_1 | 844 | OAKWOOD | Long Island | Long Island | 138 | 1523 | OAKWOOD | 69 | 1 | Closed | 0.00302 | 0.10864 | 0 | 1 | 0 | 200 | 200 | 200 | 0 | 0
847_644_1 | 847 | ROSETON | Hudson Valley | Hudson Valley | 345 | 644 | HURLEY AVENUE | 345 | 1 | Closed | 0.00091 | 0.01394 | 0.36035 | 1 | 0 | 1216 | 2454 | 1804 | 25.2 | 35
847_848_1 | 847 | ROSETON | Hudson Valley | Hudson Valley | 345 | 848 | DANSKAMMER | 345 | 1 | Closed | 2e-05 | 0.00032 | 0.02 | 1 | 0 | 1216 | 2454 | 1804 | 0.6 | 1.3
848_9_1 | 848 | DANSKAMMER | Hudson Valley | Hudson Valley | 345 | 9 | UNKNOWN124132 | 115 | 1 | Closed | 0.001 | 0.07 | 0 | 0.975 | 0 | 750 | 750 | 750 | 0.3 | 0
849_850_1 | 849 | BARNEGAT | Hudson Valley | Hudson Valley | 115 | 850 | SAND DOCK | 115 | 1 | Closed | 8e-05 | 0.00035 | 6e-05 | 1 | 0 | 216 | 556 | 216 | 0 | 0.1
849_856_1 | 849 | BARNEGAT | Hudson Valley | Hudson Valley | 115 | 856 | KNAPPS CORNERS | 115 | 1 | Closed | 0.00404 | 0.01673 | 0.00277 | 1 | 0 | 216 | 556 | 260 | 1.9 | 3.4
85_1337_1 | 85 | COLD SPRING RD | West | West | 115 | 1337 | TAP156233 | 115 | 1 | Closed | 0.00563 | 0.02326 | 0.00385 | 1 | 0 | 167 | 556 | 210 | 4.5 | 4.7
850_860_1 | 850 | SAND DOCK | Hudson Valley | Hudson Valley | 115 | 860 | NORTH CHELSEA | 115 | 1 | Closed | 0.00913 | 0.03776 | 0.00625 | 1 | 0 | 216 | 556 | 216 | 5.8 | 7.6
851_860_1 | 851 | MARLBORO | Hudson Valley | Hudson Valley | 115 | 860 | NORTH CHELSEA | 115 | 1 | Closed | 0.0028 | 0.017 | 0.0024 | 1 | 0 | 240 | 556 | 265 | 3.1 | 3.2
852_853_1 | 852 | FORGEBROOK | Hudson Valley | Hudson Valley | 115 | 853 | MERRITT PARK | 115 | 1 | Closed | 0.00355 | 0.0147 | 0.00243 | 1 | 0 | 167 | 556 | 210 | 2 | 3
852_860_1 | 852 | FORGEBROOK | Hudson Valley | Hudson Valley | 115 | 860 | NORTH CHELSEA | 115 | 1 | Closed | 0.00406 | 0.01677 | 0.00278 | 1 | 0 | 167 | 556 | 210 | 2.7 | 3.4
853_854_1 | 853 | MERRITT PARK | Hudson Valley | Hudson Valley | 115 | 854 | WICCOPEE | 115 | 1 | Closed | 0.00337 | 0.01393 | 0.00231 | 1 | 0 | 167 | 556 | 210 | 2 | 2.8
854_859_1 | 854 | WICCOPEE | Hudson Valley | Hudson Valley | 115 | 859 | SHENANDOAH | 115 | 1 | Closed | 0.00185 | 0.00765 | 0.00127 | 1 | 0 | 167 | 556 | 210 | 0.6 | 1.5
855_856_1 | 855 | NEW SPACKENKILL | Hudson Valley | Hudson Valley | 115 | 856 | KNAPPS CORNERS | 115 | 1 | Closed | 0.00301 | 0.01246 | 0.00206 | 1 | 0 | 216 | 216 | 260 | 2.3 | 2.5
857_860_1 | 857 | FISHKILL PLAINS | Hudson Valley | Hudson Valley | 115 | 860 | NORTH CHELSEA | 115 | 1 | Closed | 0.0088 | 0.03639 | 0.00603 | 1 | 0 | 198 | 556 | 260 | 5.5 | 7.3
857_862_1 | 857 | FISHKILL PLAINS | Hudson Valley | Hudson Valley | 115 | 862 | SYLVAN LAKE | 115 | 1 | Closed | 0.0106 | 0.04383 | 0.00726 | 1 | 0 | 198 | 556 | 260 | 6.2 | 8.8
858_1524_1 | 858 | E. FISHKILL | Hudson Valley | Hudson Valley | 345 | 1524 | E. FISHKILL | 115 | 1 | Closed | 0.0006 | 0.0524 | 0 | 1 | 0 | 417 | 518 | 599 | 0 | 0
858_902_1 | 858 | E. FISHKILL | Hudson Valley | Hudson Valley | 345 | 902 | WOOD STREET | 345 | 1 | Closed | 0.00047 | 0.00713 | 0.18428 | 1 | 0 | 1216 | 2454 | 1804 | 14.9 | 17.9
858_902_2 | 858 | E. FISHKILL | Hudson Valley | Hudson Valley | 345 | 902 | WOOD STREET | 345 | 2 | Closed | 0.00047 | 0.00713 | 0.18426 | 1 | 0 | 1216 | 2454 | 1804 | 14.9 | 17.9
86_87_1 | 86 | UNKNOWN124575 | West | West | 115 | 87 | UNKNOWN124576 | 115 | 1 | Closed | 0.00291 | 0.01205 | 0.00199 | 1 | 0 | 167 | 556 | 210 | 1.2 | 2.4
861_862_1 | 861 | PAWLING | Hudson Valley | Hudson Valley | 115 | 862 | SYLVAN LAKE | 115 | 1 | Closed | 0.01203 | 0.04976 | 0.00824 | 1 | 0 | 198 | 556 | 260 | 6.6 | 10
861_906_1 | 861 | PAWLING | Hudson Valley | Hudson Valley | 115 | 906 | UNKNOWN139292 | 115 | 1 | Closed | 0.01911 | 0.07902 | 0.01308 | 1 | 0 | 556 | 556 | 556 | 10.8 | 15.9
864_13_1 | 864 | TAP136603 | Capital | Capital | 115 | 13 | UNKNOWN124138 | 115 | 1 | Closed | 0.00811 | 0.03354 | 0.00555 | 1 | 0 | 167 | 556 | 210 | 3.7 | 6.7
864_1362_1 | 864 | TAP136603 | Capital | Capital | 115 | 1362 | LASHER | 115 | 1 | Closed | 0.00604 | 0.02498 | 0.00414 | 1 | 0 | 167 | 556 | 210 | 3.7 | 5
864_874_1 | 864 | TAP136603 | Capital | Capital | 115 | 874 | BALLSTON | 115 | 1 | Closed | 0.0005 | 0.00207 | 0.00034 | 1 | 0 | 167 | 556 | 210 | 0.4 | 0.4
865_13_1 | 865 | TAP136604 | Capital | Capital | 115 | 13 | UNKNOWN124138 | 115 | 1 | Closed | 0.00813 | 0.03361 | 0.00557 | 1 | 0 | 167 | 556 | 210 | 3.7 | 6.8
865_869_1 | 865 | TAP136604 | Capital | Capital | 115 | 869 | TAP136608 | 115 | 1 | Closed | 0.01307 | 0.05406 | 0.00895 | 1 | 0 | 167 | 556 | 210 | 8.5 | 10.9
865_874_1 | 865 | TAP136604 | Capital | Capital | 115 | 874 | BALLSTON | 115 | 1 | Closed | 0.00054 | 0.00221 | 0.00037 | 1 | 0 | 167 | 556 | 210 | 0.4 | 0.4
866_194_1 | 866 | TAP136605 | Capital | Capital | 115 | 194 | UNKNOWN125053 | 115 | 1 | Closed | 0.00905 | 0.03741 | 0.0062 | 1 | 0 | 167 | 556 | 210 | 4.3 | 7.5
866_873_1 | 866 | TAP136605 | Capital | Capital | 115 | 873 | MULBERRY | 115 | 1 | Closed | 7e-05 | 0.0003 | 5e-05 | 1 | 0 | 167 | 556 | 210 | 0 | 0.1
867_194_1 | 867 | TAP136606 | Capital | Capital | 115 | 194 | UNKNOWN125053 | 115 | 1 | Closed | 0.00907 | 0.03749 | 0.00621 | 1 | 0 | 167 | 556 | 210 | 4.3 | 7.5
867_873_1 | 867 | TAP136606 | Capital | Capital | 115 | 873 | MULBERRY | 115 | 1 | Closed | 7e-05 | 0.00028 | 5e-05 | 1 | 0 | 167 | 556 | 210 | 0 | 0.1
868_1362_1 | 868 | TAP136607 | Capital | Capital | 115 | 1362 | LASHER | 115 | 1 | Closed | 0.00737 | 0.03046 | 0.00504 | 1 | 0 | 167 | 556 | 210 | 5.9 | 6.1
868_1507_1 | 868 | TAP136607 | Capital | Capital | 115 | 1507 | ROTTERDAM | 115 | 1 | Closed | 0.0064 | 0.02646 | 0.00438 | 1 | 0 | 167 | 556 | 210 | 4.9 | 5.3
868_875_1 | 868 | TAP136607 | Capital | Capital | 115 | 875 | SWAGGERTOWN | 115 | 1 | Closed | 9e-05 | 0.00037 | 6e-05 | 1 | 0 | 167 | 556 | 210 | 0 | 0.1
869_1507_1 | 869 | TAP136608 | Capital | Capital | 115 | 1507 | ROTTERDAM | 115 | 1 | Closed | 0.00638 | 0.0264 | 0.00437 | 1 | 0 | 167 | 556 | 210 | 4.9 | 5.3
869_875_1 | 869 | TAP136608 | Capital | Capital | 115 | 875 | SWAGGERTOWN | 115 | 1 | Closed | 4e-05 | 0.00016 | 3e-05 | 1 | 0 | 167 | 556 | 210 | 0 | 0
87_1368_1 | 87 | UNKNOWN124576 | West | West | 115 | 1368 | TAP160986 | 115 | 1 | Closed | 0.01345 | 0.0556 | 0.00921 | 1 | 0 | 167 | 556 | 210 | 7.7 | 11.2
87_88_1 | 87 | UNKNOWN124576 | West | West | 115 | 88 | YORKSHIRE | 115 | 1 | Closed | 0.00235 | 0.00972 | 0.00161 | 1 | 0 | 167 | 556 | 210 | 1.4 | 2
870_1508_1 | 870 | TAP136609 | Capital | Capital | 115 | 1508 | EASTOVER | 115 | 1 | Closed | 0.01028 | 0.04252 | 0.00704 | 1 | 0 | 167 | 556 | 210 | 6.8 | 8.5
870_693_1 | 870 | TAP136609 | Capital | Capital | 115 | 693 | BATTENKILL | 115 | 1 | Closed | 0.0174 | 0.07196 | 0.01192 | 1 | 0 | 167 | 556 | 210 | 14.4 | 14.5
870_867_1 | 870 | TAP136609 | Capital | Capital | 115 | 867 | TAP136606 | 115 | 1 | Closed | 0.00629 | 0.026 | 0.00431 | 1 | 0 | 167 | 556 | 210 | 4 | 5.2
871_1508_1 | 871 | TAP136610 | Capital | Capital | 115 | 1508 | EASTOVER | 115 | 1 | Closed | 0.0104 | 0.043 | 0.00712 | 1 | 0 | 167 | 556 | 210 | 6.8 | 8.6
871_866_1 | 871 | TAP136610 | Capital | Capital | 115 | 866 | TAP136605 | 115 | 1 | Closed | 0.00625 | 0.02585 | 0.00428 | 1 | 0 | 167 | 556 | 210 | 4 | 5.2
871_872_1 | 871 | TAP136610 | Capital | Capital | 115 | 872 | TAP136611 | 115 | 1 | Closed | 0.00084 | 0.00349 | 0.00058 | 1 | 0 | 167 | 556 | 210 | 0.7 | 0.7
872_12_1 | 872 | TAP136611 | Capital | Capital | 115 | 12 | UNKNOWN124137 | 115 | 1 | Closed | 5e-05 | 0.00019 | 3e-05 | 1 | 0 | 167 | 556 | 210 | 0 | 0
872_683_1 | 872 | TAP136611 | Capital | Capital | 115 | 683 | MOHICAN | 115 | 1 | Closed | 0.03434 | 0.14201 | 0.02351 | 1 | 0 | 167 | 556 | 210 | 26.4 | 28.6
876_1439_1 | 876 | TAP138436 | Genesse | Genesse | 115 | 1439 | TAP167223 | 115 | 1 | Closed | 0.01518 | 0.06277 | 0.01039 | 1 | 0 | 167 | 556 | 210 | 9.1 | 12.6
876_1550_1 | 876 | TAP138436 | Genesse | Genesse | 115 | 1550 | PANNELL | 115 | 1 | Closed | 0.0002 | 0.00081 | 0.00013 | 1 | 0 | 556 | 556 | 556 | 0.1 | 0.2
876_884_1 | 876 | TAP138436 | Genesse | Genesse | 115 | 884 | TAP138445 | 115 | 1 | Closed | 0.01867 | 0.07722 | 0.01279 | 1 | 0 | 185 | 556 | 210 | 10.5 | 15.5
877_198_1 | 877 | TAP138437 | Genesse | Genesse | 115 | 198 | HOGAN RD | 115 | 1 | Closed | 7e-05 | 0.00029 | 5e-05 | 1 | 0 | 167 | 556 | 210 | 0 | 0.1
877_211_1 | 877 | TAP138437 | Genesse | Genesse | 115 | 211 | FARMINGTON | 115 | 1 | Closed | 0.01101 | 0.04552 | 0.00754 | 1 | 0 | 167 | 556 | 210 | 6.7 | 9.2
877_879_1 | 877 | TAP138437 | Genesse | Genesse | 115 | 879 | TAP138439 | 115 | 1 | Closed | 0.00215 | 0.00889 | 0.00147 | 1 | 0 | 167 | 556 | 210 | 1.2 | 1.8
878_1458_1 | 878 | TAP138438 | Genesse | Genesse | 115 | 1458 | TAP173329 | 115 | 1 | Closed | 0.01921 | 0.07942 | 0.01315 | 1 | 0 | 167 | 556 | 210 | 11.4 | 16
878_198_1 | 878 | TAP138438 | Genesse | Genesse | 115 | 198 | HOGAN RD | 115 | 1 | Closed | 0.00011 | 0.00046 | 8e-05 | 1 | 0 | 167 | 556 | 210 | 0 | 0.1
878_880_1 | 878 | TAP138438 | Genesse | Genesse | 115 | 880 | TAP138440 | 115 | 1 | Closed | 0.00216 | 0.00893 | 0.00148 | 1 | 0 | 167 | 556 | 210 | 1.2 | 1.8
879_221_1 | 879 | TAP138439 | Genesse | Genesse | 115 | 221 | FAIRPORT | 115 | 1 | Closed | 4e-05 | 0.00015 | 2e-05 | 1 | 0 | 167 | 556 | 210 | 0 | 0
879_881_1 | 879 | TAP138439 | Genesse | Genesse | 115 | 881 | TAP138442 | 115 | 1 | Closed | 0.00879 | 0.03636 | 0.00602 | 1 | 0 | 167 | 556 | 210 | 5.3 | 7.3
88_1391_1 | 88 | YORKSHIRE | West | West | 115 | 1391 | TAP161103 | 115 | 1 | Closed | 0.00076 | 0.00313 | 0.00052 | 1 | 0 | 167 | 556 | 210 | 0.4 | 0.6
880_221_1 | 880 | TAP138440 | Genesse | Genesse | 115 | 221 | FAIRPORT | 115 | 1 | Closed | 4e-05 | 0.00016 | 3e-05 | 1 | 0 | 167 | 556 | 210 | 0 | 0
880_882_1 | 880 | TAP138440 | Genesse | Genesse | 115 | 882 | TAP138443 | 115 | 1 | Closed | 0.00875 | 0.0362 | 0.00599 | 1 | 0 | 167 | 556 | 210 | 5.3 | 7.3
881_1_1 | 881 | TAP138442 | Genesse | Genesse | 115 | 1 | MORTIMER | 115 | 1 | Closed | 0.00926 | 0.0383 | 0.00634 | 1 | 0 | 167 | 556 | 210 | 5.6 | 7.7
881_200_1 | 881 | TAP138442 | Genesse | Genesse | 115 | 200 | STATION #52 | 115 | 1 | Closed | 4e-05 | 0.00017 | 3e-05 | 1 | 0 | 116 | 556 | 145 | 0 | 0
881_200_2 | 881 | TAP138442 | Genesse | Genesse | 115 | 200 | STATION #52 | 115 | 2 | Closed | 4e-05 | 0.00017 | 3e-05 | 1 | 0 | 116 | 556 | 145 | 0 | 0
882_1_1 | 882 | TAP138443 | Genesse | Genesse | 115 | 1 | MORTIMER | 115 | 1 | Closed | 0.00917 | 0.03791 | 0.00628 | 1 | 0 | 167 | 556 | 210 | 5.6 | 7.6
882_200_1 | 882 | TAP138443 | Genesse | Genesse | 115 | 200 | STATION #52 | 115 | 1 | Closed | 4e-05 | 0.00018 | 3e-05 | 1 | 0 | 116 | 556 | 145 | 0 | 0
882_200_2 | 882 | TAP138443 | Genesse | Genesse | 115 | 200 | STATION #52 | 115 | 2 | Closed | 4e-05 | 0.00018 | 3e-05 | 1 | 0 | 116 | 556 | 145 | 0 | 0
883_1_1 | 883 | TAP138444 | Genesse | Genesse | 115 | 1 | MORTIMER | 115 | 1 | Closed | 0.00543 | 0.02247 | 0.00372 | 1 | 0 | 167 | 556 | 210 | 3.3 | 4.5
883_201_1 | 883 | TAP138444 | Genesse | Genesse | 115 | 201 | UNKNOWN125119 | 115 | 1 | Closed | 2e-05 | 9e-05 | 2e-05 | 1 | 0 | 167 | 556 | 210 | 0 | 0
883_884_1 | 883 | TAP138444 | Genesse | Genesse | 115 | 884 | TAP138445 | 115 | 1 | Closed | 2e-05 | 9e-05 | 1e-05 | 1 | 0 | 167 | 556 | 210 | 0 | 0
884_201_1 | 884 | TAP138445 | Genesse | Genesse | 115 | 201 | UNKNOWN125119 | 115 | 1 | Closed | 2e-05 | 0.0001 | 2e-05 | 1 | 0 | 167 | 556 | 210 | 0 | 0
885_129_1 | 885 | TAP138446 | Genesse | Genesse | 115 | 129 | UNKNOWN124706 | 115 | 1 | Closed | 0.00241 | 0.00998 | 0.00165 | 1 | 0 | 167 | 556 | 210 | 1.2 | 2
885_245_1 | 885 | TAP138446 | Genesse | Genesse | 115 | 245 | UNKNOWN125188 | 115 | 1 | Closed | 3e-05 | 0.00012 | 2e-05 | 1 | 0 | 167 | 556 | 210 | 0 | 0
885_246_1 | 885 | TAP138446 | Genesse | Genesse | 115 | 246 | UNKNOWN125189 | 115 | 1 | Closed | 0.00308 | 0.01273 | 0.00211 | 1 | 0 | 167 | 556 | 210 | 1.9 | 2.6
886_130_1 | 886 | TAP138447 | Genesse | Genesse | 115 | 130 | UNKNOWN124708 | 115 | 1 | Closed | 0.00033 | 0.00136 | 0.00023 | 1 | 0 | 167 | 556 | 210 | 0.2 | 0.3
886_1410_1 | 886 | TAP138447 | Genesse | Genesse | 115 | 1410 | RISER161225 | 115 | 1 | Closed | 0.00295 | 0.01221 | 0.00202 | 1 | 0 | 167 | 556 | 210 | 1.9 | 2.5
886_250_1 | 886 | TAP138447 | Genesse | Genesse | 115 | 250 | UNKNOWN125198 | 115 | 1 | Closed | 0.00281 | 0.01161 | 0.00192 | 1 | 0 | 167 | 556 | 210 | 2 | 2.3
887_128_1 | 887 | TAP138448 | Genesse | Genesse | 115 | 128 | UNKNOWN124705 | 115 | 1 | Closed | 0.00458 | 0.01894 | 0.00314 | 1 | 0 | 167 | 556 | 210 | 3.3 | 3.8
887_216_1 | 887 | TAP138448 | Genesse | Genesse | 115 | 216 | QUAKER #121 | 115 | 1 | Closed | 0.01247 | 0.05157 | 0.00854 | 1 | 0 | 210 | 556 | 210 | 9.9 | 10.4
887_219_1 | 887 | TAP138448 | Genesse | Genesse | 115 | 219 | STATION #204 | 115 | 1 | Closed | 0.00011 | 0.00045 | 7e-05 | 1 | 0 | 167 | 556 | 210 | 0.1 | 0.1
888_128_1 | 888 | TAP138449 | Genesse | Genesse | 115 | 128 | UNKNOWN124705 | 115 | 1 | Closed | 0.00425 | 0.01759 | 0.00291 | 1 | 0 | 167 | 556 | 210 | 3.2 | 3.5
888_217_1 | 888 | TAP138449 | Genesse | Genesse | 115 | 217 | UNKNOWN125153 | 115 | 1 | Closed | 0.01136 | 0.04696 | 0.00778 | 1 | 0 | 167 | 556 | 210 | 5.7 | 9.4
888_219_1 | 888 | TAP138449 | Genesse | Genesse | 115 | 219 | STATION #204 | 115 | 1 | Closed | 0.00032 | 0.00131 | 0.00022 | 1 | 0 | 167 | 556 | 210 | 0.1 | 0.3
889_1000_1 | 889 | TAP138728 | West | West | 115 | 1000 | TAP140136 | 115 | 1 | Closed | 0.03653 | 0.15104 | 0.02501 | 1 | 0 | 167 | 556 | 210 | 19.1 | 30.4
889_67_1 | 889 | TAP138728 | West | West | 115 | 67 | CUMMINS | 115 | 1 | Closed | 0.00077 | 0.00317 | 0.00052 | 1 | 0 | 167 | 556 | 210 | 0.6 | 0.6
889_890_1 | 889 | TAP138728 | West | West | 115 | 890 | TAP138729 | 115 | 1 | Closed | 0.002 | 0.00829 | 0.00137 | 1 | 0 | 167 | 556 | 210 | 1.3 | 1.7
89_1391_1 | 89 | ARCADE | West | West | 115 | 1391 | TAP161103 | 115 | 1 | Closed | 0.00012 | 0.00051 | 8e-05 | 1 | 0 | 167 | 556 | 210 | 0.1 | 0.1
890_66_1 | 890 | TAP138729 | West | West | 115 | 66 | BAKER ST | 115 | 1 | Closed | 5e-05 | 0.00019 | 3e-05 | 1 | 0 | 167 | 556 | 210 | 0 | 0
890_891_1 | 890 | TAP138729 | West | West | 115 | 891 | TAP138730 | 115 | 1 | Closed | 2e-05 | 8e-05 | 1e-05 | 1 | 0 | 167 | 556 | 210 | 0 | 0
891_66_1 | 891 | TAP138730 | West | West | 115 | 66 | BAKER ST | 115 | 1 | Closed | 5e-05 | 0.00022 | 4e-05 | 1 | 0 | 167 | 556 | 210 | 0 | 0
891_69_1 | 891 | TAP138730 | West | West | 115 | 69 | FALCONER | 115 | 1 | Closed | 0.01523 | 0.06298 | 0.01043 | 1 | 0 | 167 | 556 | 210 | 7.1 | 12.7
892_1332_1 | 892 | TAP138731 | West | West | 115 | 1332 | TAP155788 | 115 | 1 | Closed | 0.00226 | 0.00934 | 0.00155 | 1 | 0 | 167 | 556 | 210 | 1.3 | 1.9
892_1425_1 | 892 | TAP138731 | West | West | 115 | 1425 | DEADEND166942 | 115 | 1 | Closed | 0.00173 | 0.00714 | 0.00118 | 1 | 0 | 167 | 556 | 210 | 0.9 | 1.4
893_1326_1 | 893 | TAP138732 | West | West | 115 | 1326 | TAP146137 | 115 | 1 | Closed | 0.00087 | 0.00362 | 0.0006 | 1 | 0 | 167 | 556 | 210 | 0.6 | 0.7
893_1416_1 | 893 | TAP138732 | West | West | 115 | 1416 | TAP161767 | 115 | 1 | Closed | 0.00086 | 0.00357 | 0.00059 | 1 | 0 | 167 | 556 | 210 | 0.5 | 0.7
893_75_1 | 893 | TAP138732 | West | West | 115 | 75 | E DUNKIRK | 115 | 1 | Closed | 2e-05 | 7e-05 | 1e-05 | 1 | 0 | 167 | 556 | 210 | 0 | 0
893_76_1 | 893 | TAP138732 | West | West | 115 | 76 | UNKNOWN124354 | 115 | 1 | Closed | 0.00037 | 0.00152 | 0.00025 | 1 | 0 | 167 | 556 | 210 | 0.2 | 0.3
893_76_2 | 893 | TAP138732 | West | West | 115 | 76 | UNKNOWN124354 | 115 | 2 | Closed | 0.00037 | 0.00151 | 0.00025 | 1 | 0 | 167 | 556 | 210 | 0.2 | 0.3
894_111_1 | 894 | TAP139102 | Central | Central | 115 | 111 | UNKNOWN124641 | 115 | 1 | Closed | 8e-05 | 0.00032 | 5e-05 | 1 | 0 | 167 | 556 | 210 | 0.1 | 0.1
894_133_1 | 894 | TAP139102 | Central | Central | 115 | 133 | UNKNOWN124726 | 115 | 1 | Closed | 0.00838 | 0.03467 | 0.00574 | 1 | 0 | 167 | 556 | 210 | 5.5 | 7
894_895_1 | 894 | TAP139102 | Central | Central | 115 | 895 | TAP139103 | 115 | 1 | Closed | 1e-05 | 3e-05 | 1e-05 | 1 | 0 | 167 | 556 | 210 | 0 | 0
895_111_1 | 895 | TAP139103 | Central | Central | 115 | 111 | UNKNOWN124641 | 115 | 1 | Closed | 8e-05 | 0.00031 | 5e-05 | 1 | 0 | 167 | 556 | 210 | 0.1 | 0.1
895_1171_1 | 895 | TAP139103 | Central | Central | 115 | 1171 | TAP141049 | 115 | 1 | Closed | 0.00754 | 0.03117 | 0.00516 | 1 | 0 | 167 | 556 | 210 | 4.8 | 6.3
896_124_1 | 896 | TAP139104 | Central | Central | 115 | 124 | UNKNOWN124668 | 115 | 1 | Closed | 0.00568 | 0.02349 | 0.00389 | 1 | 0 | 167 | 556 | 210 | 3.9 | 4.7
896_147_1 | 896 | TAP139104 | Central | Central | 115 | 147 | UNKNOWN124823 | 115 | 1 | Closed | 0.00081 | 0.00333 | 0.00055 | 1 | 0 | 167 | 556 | 210 | 0.5 | 0.7
896_29_1 | 896 | TAP139104 | Central | Central | 115 | 29 | UNKNOWN124194 | 115 | 1 | Closed | 0.02749 | 0.11366 | 0.01882 | 1 | 0 | 167 | 556 | 210 | 21.9 | 22.9
897_900_1 | 897 | MILLWOOD | Millwood | Millwood | 345 | 900 | BUCHANAN | 345 | 1 | Closed | 0.00033 | 0.00501 | 0.12951 | 1 | 0 | 1725 | 1725 | 1804 | 9.1 | 12.6
897_900_2 | 897 | MILLWOOD | Millwood | Millwood | 345 | 900 | BUCHANAN | 345 | 2 | Closed | 0.00033 | 0.00501 | 0.12941 | 1 | 0 | 1725 | 1725 | 1804 | 9.1 | 12.6
897_900_3 | 897 | MILLWOOD | Millwood | Millwood | 345 | 900 | BUCHANAN | 345 | 3 | Closed | 0.00033 | 0.00506 | 0.13082 | 1 | 0 | 1216 | 2454 | 1804 | 9.1 | 12.7
9_524_1 | 9 | UNKNOWN124132 | Hudson Valley | Hudson Valley | 115 | 524 | UNKNOWN129024 | 115 | 1 | Closed | 0.01092 | 0.04516 | 0.00748 | 1 | 0 | 556 | 556 | 556 | 5.8 | 9.1
9_851_1 | 9 | UNKNOWN124132 | Hudson Valley | Hudson Valley | 115 | 851 | MARLBORO | 115 | 1 | Closed | 0.00323 | 0.01336 | 0.00221 | 1 | 0 | 240 | 556 | 265 | 1.7 | 2.7
90_1391_1 | 90 | BIXBY HILL | West | West | 115 | 1391 | TAP161103 | 115 | 1 | Closed | 0.0018 | 0.00743 | 0.00123 | 1 | 0 | 167 | 556 | 210 | 1.1 | 1.5
90_91_1 | 90 | BIXBY HILL | West | West | 115 | 91 | UNKNOWN124580 | 115 | 1 | Closed | 0.0024 | 0.00994 | 0.00165 | 1 | 0 | 167 | 556 | 210 | 1.5 | 2
900_1525_1 | 900 | BUCHANAN | Millwood | Millwood | 345 | 1525 | BUCHANAN | 115 | 1 | Closed | 0.00124 | 0.0559 | 0 | 1 | 0 | 350 | 350 | 350 | 0 | 0
901_905_1 | 901 | CROTON FALLS | Hudson Valley | Millwood | 115 | 905 | UNKNOWN139291 | 115 | 1 | Closed | 0.0063 | 0.02605 | 0.00431 | 1 | 0 | 556 | 556 | 556 | 4 | 5.2
901_906_1 | 901 | CROTON FALLS | Hudson Valley | Hudson Valley | 115 | 906 | UNKNOWN139292 | 115 | 1 | Closed | 0.00709 | 0.0293 | 0.00485 | 1 | 0 | 556 | 556 | 556 | 4.6 | 5.9
902_1526_1 | 902 | WOOD STREET | Hudson Valley | Hudson Valley | 345 | 1526 | WOOD STREET | 115 | 1 | Closed | 0.0006 | 0.05724 | 0 | 1 | 0 | 700 | 700 | 700 | 0 | 0
902_1526_2 | 902 | WOOD STREET | Hudson Valley | Hudson Valley | 345 | 1526 | WOOD STREET | 115 | 2 | Closed | 0.0006 | 0.05724 | 0 | 1 | 0 | 700 | 700 | 700 | 0 | 0
902_897_1 | 902 | WOOD STREET | Hudson Valley | Millwood | 345 | 897 | MILLWOOD | 345 | 1 | Closed | 0.00037 | 0.00563 | 0.14565 | 1 | 0 | 1216 | 2454 | 1804 | 11.1 | 14.1
902_897_2 | 902 | WOOD STREET | Hudson Valley | Millwood | 345 | 897 | MILLWOOD | 345 | 2 | Closed | 0.00037 | 0.00563 | 0.14542 | 1 | 0 | 1216 | 2454 | 1804 | 11.1 | 14.1
902_898_1 | 902 | WOOD STREET | Hudson Valley | Millwood | 345 | 898 | PLEASENTVILLE | 345 | 1 | Closed | 0.00047 | 0.0072 | 0.1861 | 1 | 0 | 1216 | 2454 | 1804 | 14.6 | 18.1
902_898_2 | 902 | WOOD STREET | Hudson Valley | Millwood | 345 | 898 | PLEASENTVILLE | 345 | 2 | Closed | 0.00047 | 0.0072 | 0.18608 | 1 | 0 | 1216 | 2454 | 1804 | 14.6 | 18.1
903_1401_1 | 903 | ARMAWALK | Millwood | Hudson Valley | 115 | 1401 | TAP161212 | 115 | 1 | Closed | 0.009 | 0.03722 | 0.00616 | 1 | 0 | 556 | 556 | 556 | 5.8 | 7.5
903_904_1 | 903 | ARMAWALK | Millwood | Millwood | 115 | 904 | KATONAH | 115 | 1 | Closed | 0.0083 | 0.03433 | 0.00568 | 1 | 0 | 167 | 556 | 210 | 4.5 | 6.9
903_904_2 | 903 | ARMAWALK | Millwood | Millwood | 115 | 904 | KATONAH | 115 | 2 | Closed | 0.0083 | 0.03433 | 0.00568 | 1 | 0 | 167 | 556 | 210 | 4.5 | 6.9
904_905_1 | 904 | KATONAH | Millwood | Millwood | 115 | 905 | UNKNOWN139291 | 115 | 1 | Closed | 0.00222 | 0.0092 | 0.00152 | 1 | 0 | 167 | 556 | 210 | 1.4 | 1.8
907_1306_1 | 907 | TAP139298 | Central | Mohawk Valley | 115 | 1306 | PETERBORO | 115 | 1 | Closed | 0.01807 | 0.07472 | 0.01237 | 1 | 0 | 167 | 556 | 210 | 10.9 | 15
907_168_1 | 907 | TAP139298 | Central | Mohawk Valley | 115 | 168 | BRIDGEPORT | 115 | 1 | Closed | 0.00226 | 0.00934 | 0.00155 | 1 | 0 | 167 | 556 | 210 | 1.5 | 1.9
907_171_1 | 907 | TAP139298 | Central | Central | 115 | 171 | TEAL | 115 | 1 | Closed | 0.01623 | 0.06711 | 0.01111 | 1 | 0 | 167 | 556 | 210 | 8.5 | 13.5
908_1103_1 | 908 | TAP139299 | Central | Central | 115 | 1103 | TAP140465 | 115 | 1 | Closed | 0.00965 | 0.03989 | 0.0066 | 1 | 0 | 167 | 556 | 210 | 5.9 | 8
908_24_1 | 908 | TAP139299 | Central | Central | 115 | 24 | UNKNOWN124162 | 115 | 1 | Closed | 0.00179 | 0.00742 | 0.00123 | 1 | 0 | 167 | 556 | 210 | 1.1 | 1.5
909_366_1 | 909 | TAP139300 | Mohawk Valley | Mohawk Valley | 115 | 366 | DELPHI | 115 | 1 | Closed | 0.01358 | 0.05614 | 0.0093 | 1 | 0 | 167 | 556 | 210 | 9.7 | 11.3
909_367_1 | 909 | TAP139300 | Mohawk Valley | Mohawk Valley | 115 | 367 | UNKNOWN125571 | 115 | 1 | Closed | 6e-05 | 0.00025 | 4e-05 | 1 | 0 | 167 | 556 | 210 | 0.1 | 0
909_910_1 | 909 | TAP139300 | Mohawk Valley | Mohawk Valley | 115 | 910 | TAP139301 | 115 | 1 | Closed | 0.00292 | 0.01208 | 0.002 | 1 | 0 | 167 | 556 | 210 | 2.2 | 2.4
910_368_1 | 910 | TAP139301 | Mohawk Valley | Mohawk Valley | 115 | 368 | FENNER | 115 | 1 | Closed | 5e-05 | 0.00022 | 4e-05 | 1 | 0 | 167 | 556 | 210 | 0 | 0
910_911_1 | 910 | TAP139301 | Mohawk Valley | Mohawk Valley | 115 | 911 | TAP139302 | 115 | 1 | Closed | 4e-05 | 0.00015 | 3e-05 | 1 | 0 | 167 | 556 | 210 | 0 | 0
911_368_1 | 911 | TAP139302 | Mohawk Valley | Mohawk Valley | 115 | 368 | FENNER | 115 | 1 | Closed | 6e-05 | 0.00025 | 4e-05 | 1 | 0 | 167 | 556 | 210 | 0 | 0
911_912_1 | 911 | TAP139302 | Mohawk Valley | Mohawk Valley | 115 | 912 | TAP139303 | 115 | 1 | Closed | 0.00349 | 0.01442 | 0.00239 | 1 | 0 | 167 | 556 | 210 | 2.7 | 2.9
912_369_1 | 912 | TAP139303 | Mohawk Valley | Mohawk Valley | 115 | 369 | WHITMAN | 115 | 1 | Closed | 6e-05 | 0.00027 | 4e-05 | 1 | 0 | 167 | 556 | 210 | 0 | 0.1
912_380_1 | 912 | TAP139303 | Mohawk Valley | Mohawk Valley | 115 | 380 | ONEIDA | 115 | 1 | Closed | 0.01168 | 0.04828 | 0.00799 | 1 | 0 | 167 | 556 | 210 | 7.4 | 9.7
913_24_1 | 913 | TAP139304 | Mohawk Valley | Central | 115 | 24 | UNKNOWN124162 | 115 | 1 | Closed | 0.02737 | 0.11317 | 0.01874 | 1 | 0 | 167 | 556 | 210 | 21 | 22.8
913_370_1 | 913 | TAP139304 | Mohawk Valley | Mohawk Valley | 115 | 370 | UNKNOWN125574 | 115 | 1 | Closed | 5e-05 | 0.00022 | 4e-05 | 1 | 0 | 167 | 556 | 210 | 0 | 0
913_374_1 | 913 | TAP139304 | Mohawk Valley | Mohawk Valley | 115 | 374 | UNKNOWN125578 | 115 | 1 | Closed | 0.01661 | 0.0687 | 0.01138 | 1 | 0 | 167 | 556 | 210 | 13 | 13.8
914_24_1 | 914 | TAP139305 | Mohawk Valley | Central | 115 | 24 | UNKNOWN124162 | 115 | 1 | Closed | 0.03784 | 0.15647 | 0.02591 | 1 | 0 | 167 | 556 | 210 | 29.6 | 31.5
914_371_1 | 914 | TAP139305 | Mohawk Valley | Mohawk Valley | 115 | 371 | UNKNOWN125575 | 115 | 1 | Closed | 0.00201 | 0.00829 | 0.00137 | 1 | 0 | 167 | 556 | 210 | 1.2 | 1.7
914_374_1 | 914 | TAP139305 | Mohawk Valley | Mohawk Valley | 115 | 374 | UNKNOWN125578 | 115 | 1 | Closed | 0.00616 | 0.02548 | 0.00422 | 1 | 0 | 167 | 556 | 210 | 4.5 | 5.1
915_374_1 | 915 | TAP139306 | Mohawk Valley | Mohawk Valley | 115 | 374 | UNKNOWN125578 | 115 | 1 | Closed | 0.00802 | 0.03318 | 0.00549 | 1 | 0 | 167 | 556 | 210 | 4.7 | 6.7
915_375_1 | 915 | TAP139306 | Mohawk Valley | Mohawk Valley | 115 | 375 | UNKNOWN125579 | 115 | 1 | Closed | 0.00192 | 0.00793 | 0.00131 | 1 | 0 | 167 | 556 | 210 | 1.2 | 1.6
915_376_1 | 915 | TAP139306 | Mohawk Valley | Mohawk Valley | 115 | 376 | UNKNOWN125580 | 115 | 1 | Closed | 0.0005 | 0.00209 | 0.00035 | 1 | 0 | 167 | 556 | 210 | 0.3 | 0.4
916_377_1 | 916 | TAP139307 | Mohawk Valley | Mohawk Valley | 115 | 377 | UNKNOWN125581 | 115 | 1 | Closed | 9e-05 | 0.00039 | 6e-05 | 1 | 0 | 167 | 556 | 210 | 0 | 0.1
916_80_1 | 916 | TAP139307 | Mohawk Valley | Mohawk Valley | 115 | 80 | UNKNOWN124470 | 115 | 1 | Closed | 0.00113 | 0.00468 | 0.00077 | 1 | 0 | 167 | 556 | 210 | 0.7 | 0.9
916_921_1 | 916 | TAP139307 | Mohawk Valley | Mohawk Valley | 115 | 921 | TAP139312 | 115 | 1 | Closed | 0.00342 | 0.01414 | 0.00234 | 1 | 0 | 167 | 556 | 210 | 2.2 | 2.8
917_1041_1 | 917 | TAP139308 | Mohawk Valley | Mohawk Valley | 115 | 1041 | TAP140358 | 115 | 1 | Closed | 0.0056 | 0.02316 | 0.00384 | 1 | 0 | 167 | 556 | 210 | 3.4 | 4.7
917_378_1 | 917 | TAP139308 | Mohawk Valley | Mohawk Valley | 115 | 378 | UNKNOWN125582 | 115 | 1 | Closed | 0.00497 | 0.02054 | 0.0034 | 1 | 0 | 167 | 556 | 210 | 3.1 | 4.1
917_921_1 | 917 | TAP139308 | Mohawk Valley | Mohawk Valley | 115 | 921 | TAP139312 | 115 | 1 | Closed | 0.01023 | 0.0423 | 0.007 | 1 | 0 | 167 | 556 | 210 | 6.3 | 8.5
918_435_1 | 918 | TAP139309 | Mohawk Valley | Mohawk Valley | 115 | 435 | LEIGH | 115 | 1 | Closed | 0.00041 | 0.0017 | 0.00028 | 1 | 0 | 167 | 556 | 210 | 0.2 | 0.3
918_436_1 | 918 | TAP139309 | Mohawk Valley | Mohawk Valley | 115 | 436 | UNKNOWN127520 | 115 | 1 | Closed | 3e-05 | 0.00013 | 2e-05 | 1 | 0 | 167 | 556 | 210 | 0 | 0
918_437_1 | 918 | TAP139309 | Mohawk Valley | Mohawk Valley | 115 | 437 | UNKNOWN127521 | 115 | 1 | Closed | 0.00041 | 0.00171 | 0.00028 | 1 | 0 | 167 | 556 | 210 | 0.3 | 0.3
919_1040_1 | 919 | TAP139310 | Mohawk Valley | Mohawk Valley | 115 | 1040 | TAP140357 | 115 | 1 | Closed | 0.00465 | 0.01921 | 0.00318 | 1 | 0 | 167 | 556 | 210 | 2.8 | 3.9
919_1287_1 | 919 | TAP139310 | Mohawk Valley | Mohawk Valley | 115 | 1287 | TAP145219 | 115 | 1 | Closed | 0.00168 | 0.00695 | 0.00115 | 1 | 0 | 167 | 556 | 210 | 1.2 | 1.4
919_374_1 | 919 | TAP139310 | Mohawk Valley | Mohawk Valley | 115 | 374 | UNKNOWN125578 | 115 | 1 | Closed | 0.01454 | 0.06014 | 0.00996 | 1 | 0 | 167 | 556 | 210 | 8.8 | 12.1
920_372_1 | 920 | TAP139311 | Mohawk Valley | Mohawk Valley | 115 | 372 | UNKNOWN125576 | 115 | 1 | Closed | 0.00086 | 0.00357 | 0.00059 | 1 | 0 | 167 | 556 | 210 | 0.7 | 0.7
920_374_1 | 920 | TAP139311 | Mohawk Valley | Mohawk Valley | 115 | 374 | UNKNOWN125578 | 115 | 1 | Closed | 0.01082 | 0.04474 | 0.00741 | 1 | 0 | 167 | 556 | 210 | 6.3 | 9
920_573_1 | 920 | TAP139311 | Mohawk Valley | Mohawk Valley | 115 | 573 | UNKNOWN130013 | 115 | 1 | Closed | 0.00192 | 0.00792 | 0.00131 | 1 | 0 | 167 | 556 | 210 | 1 | 1.6
921_374_1 | 921 | TAP139312 | Mohawk Valley | Mohawk Valley | 115 | 374 | UNKNOWN125578 | 115 | 1 | Closed | 0.00345 | 0.01428 | 0.00236 | 1 | 0 | 167 | 556 | 210 | 2 | 2.9
922_1337_1 | 922 | TAP139782 | West | West | 115 | 1337 | TAP156233 | 115 | 1 | Closed | 0.00044 | 0.00183 | 0.0003 | 1 | 0 | 167 | 556 | 210 | 0.4 | 0.4
922_1340_1 | 922 | TAP139782 | West | West | 115 | 1340 | TAP156236 | 115 | 1 | Closed | 0.02043 | 0.08447 | 0.01399 | 1 | 0 | 167 | 556 | 210 | 12.1 | 17
922_892_1 | 922 | TAP139782 | West | West | 115 | 892 | TAP138731 | 115 | 1 | Closed | 0.01871 | 0.07736 | 0.01281 | 1 | 0 | 167 | 556 | 210 | 11.7 | 15.6
923_1569_1 | 923 | TAP139783 | West | West | 115 | 1569 | NIAGARA | 115 | 1 | Closed | 0.00209 | 0.00864 | 0.00143 | 1 | 0 | 215 | 250 | 275 | 1.5 | 1.7
923_948_1 | 923 | TAP139783 | West | West | 115 | 948 | TAP139810 | 115 | 1 | Closed | 0.00642 | 0.02656 | 0.0044 | 1 | 0 | 167 | 556 | 210 | 3.4 | 5.3
923_949_1 | 923 | TAP139783 | West | West | 115 | 949 | TAP139811 | 115 | 1 | Closed | 0.00695 | 0.02876 | 0.00476 | 1 | 0 | 167 | 556 | 210 | 3.4 | 5.8
924_1430_1 | 924 | TAP139784 | West | West | 115 | 1430 | TAP166947 | 115 | 1 | Closed | 0.00115 | 0.00474 | 0.00079 | 1 | 0 | 167 | 556 | 210 | 0.7 | 1
924_1451_1 | 924 | TAP139784 | West | West | 115 | 1451 | TAP172056 | 115 | 1 | Closed | 0.00109 | 0.00452 | 0.00075 | 1 | 0 | 167 | 556 | 210 | 0.6 | 0.9
925_134_1 | 925 | TAP139785 | West | West | 115 | 134 | ANGOLA | 115 | 1 | Closed | 0.00224 | 0.00925 | 0.00153 | 1 | 0 | 167 | 556 | 210 | 1.6 | 1.9
925_288_1 | 925 | TAP139785 | West | West | 115 | 288 | UNKNOWN125356 | 115 | 1 | Closed | 5e-05 | 0.00021 | 3e-05 | 1 | 0 | 167 | 556 | 210 | 0 | 0
925_928_1 | 925 | TAP139785 | West | West | 115 | 928 | TAP139788 | 115 | 1 | Closed | 0.00631 | 0.02608 | 0.00432 | 1 | 0 | 167 | 556 | 210 | 4.6 | 5.2
926_134_1 | 926 | TAP139786 | West | West | 115 | 134 | ANGOLA | 115 | 1 | Closed | 0.00224 | 0.00925 | 0.00153 | 1 | 0 | 167 | 556 | 210 | 1.6 | 1.9
926_288_1 | 926 | TAP139786 | West | West | 115 | 288 | UNKNOWN125356 | 115 | 1 | Closed | 7e-05 | 0.00028 | 5e-05 | 1 | 0 | 167 | 556 | 210 | 0 | 0.1
926_929_1 | 926 | TAP139786 | West | West | 115 | 929 | TAP139789 | 115 | 1 | Closed | 0.0063 | 0.02603 | 0.00431 | 1 | 0 | 167 | 556 | 210 | 4.6 | 5.2
927_289_1 | 927 | TAP139787 | West | West | 115 | 289 | UNKNOWN125357 | 115 | 1 | Closed | 6e-05 | 0.00026 | 4e-05 | 1 | 0 | 167 | 556 | 210 | 0 | 0.1
927_290_1 | 927 | TAP139787 | West | West | 115 | 290 | CLOVERBANK | 115 | 1 | Closed | 0.00619 | 0.02561 | 0.00424 | 1 | 0 | 167 | 556 | 210 | 4 | 5.1
927_931_1 | 927 | TAP139787 | West | West | 115 | 931 | TAP139791 | 115 | 1 | Closed | 0.0023 | 0.00952 | 0.00158 | 1 | 0 | 167 | 556 | 210 | 1.2 | 1.9
928_291_1 | 928 | TAP139788 | West | West | 115 | 291 | SHALETON | 115 | 1 | Closed | 0.00246 | 0.01017 | 0.00168 | 1 | 0 | 167 | 556 | 210 | 1.7 | 2
928_292_1 | 928 | TAP139788 | West | West | 115 | 292 | UNKNOWN125360 | 115 | 1 | Closed | 4e-05 | 0.00018 | 3e-05 | 1 | 0 | 167 | 556 | 210 | 0 | 0
929_291_1 | 929 | TAP139789 | West | West | 115 | 291 | SHALETON | 115 | 1 | Closed | 0.00247 | 0.01021 | 0.00169 | 1 | 0 | 167 | 556 | 210 | 1.8 | 2.1
929_292_1 | 929 | TAP139789 | West | West | 115 | 292 | UNKNOWN125360 | 115 | 1 | Closed | 9e-05 | 0.00036 | 6e-05 | 1 | 0 | 167 | 556 | 210 | 0 | 0.1
93_131_1 | 93 | UNKNOWN124582 | Genesse | Central | 115 | 131 | UNKNOWN124716 | 115 | 1 | Closed | 0.015 | 0.06204 | 0.01027 | 1 | 0 | 167 | 556 | 210 | 11.3 | 12.5
93_1565_1 | 93 | UNKNOWN124582 | Genesse | West | 115 | 1565 | MEYER | 115 | 1 | Closed | 0.00934 | 0.03861 | 0.00639 | 1 | 0 | 167 | 556 | 210 | 7.1 | 7.8
930_290_1 | 930 | TAP139790 | West | West | 115 | 290 | CLOVERBANK | 115 | 1 | Closed | 0.00848 | 0.03507 | 0.00581 | 1 | 0 | 167 | 556 | 210 | 5.2 | 7.1
930_293_1 | 930 | TAP139790 | West | West | 115 | 293 | UNKNOWN125361 | 115 | 1 | Closed | 4e-05 | 0.00017 | 3e-05 | 1 | 0 | 167 | 556 | 210 | 0 | 0
930_974_1 | 930 | TAP139790 | West | West | 115 | 974 | TAP139840 | 115 | 1 | Closed | 0.00187 | 0.00771 | 0.00128 | 1 | 0 | 167 | 556 | 210 | 1.2 | 1.6
931_293_1 | 931 | TAP139791 | West | West | 115 | 293 | UNKNOWN125361 | 115 | 1 | Closed | 3e-05 | 0.00012 | 2e-05 | 1 | 0 | 167 | 556 | 210 | 0 | 0
931_975_1 | 931 | TAP139791 | West | West | 115 | 975 | TAP139841 | 115 | 1 | Closed | 0.00187 | 0.00775 | 0.00128 | 1 | 0 | 167 | 556 | 210 | 1.2 | 1.6
932_41_1 | 932 | TAP139792 | West | West | 115 | 41 | UNKNOWN124226 | 115 | 1 | Closed | 0.00025 | 0.00105 | 0.00017 | 1 | 0 | 167 | 556 | 210 | 0.2 | 0.2
932_939_1 | 932 | TAP139792 | West | West | 115 | 939 | TAP139799 | 115 | 1 | Closed | 0.0075 | 0.03103 | 0.00514 | 1 | 0 | 167 | 556 | 210 | 4.2 | 6.2
933_255_1 | 933 | TAP139793 | West | West | 115 | 255 | UNKNOWN125292 | 115 | 1 | Closed | 0.00141 | 0.00585 | 0.00097 | 1 | 0 | 167 | 556 | 210 | 0.8 | 1.2
933_41_1 | 933 | TAP139793 | West | West | 115 | 41 | UNKNOWN124226 | 115 | 1 | Closed | 0.0003 | 0.00123 | 0.0002 | 1 | 0 | 167 | 556 | 210 | 0.2 | 0.2
933_938_1 | 933 | TAP139793 | West | West | 115 | 938 | TAP139798 | 115 | 1 | Closed | 0.00761 | 0.03146 | 0.00521 | 1 | 0 | 167 | 556 | 210 | 4.3 | 6.3
934_257_1 | 934 | TAP139794 | West | West | 115 | 257 | UNKNOWN125294 | 115 | 1 | Closed | 2e-05 | 9e-05 | 1e-05 | 1 | 0 | 167 | 556 | 210 | 0 | 0
934_936_1 | 934 | TAP139794 | West | West | 115 | 936 | TAP139796 | 115 | 1 | Closed | 9e-05 | 0.00039 | 6e-05 | 1 | 0 | 167 | 556 | 210 | 0.1 | 0.1
934_939_1 | 934 | TAP139794 | West | West | 115 | 939 | TAP139799 | 115 | 1 | Closed | 0.00381 | 0.01575 | 0.00261 | 1 | 0 | 167 | 556 | 210 | 2.4 | 3.2
935_257_1 | 935 | TAP139795 | West | West | 115 | 257 | UNKNOWN125294 | 115 | 1 | Closed | 5e-05 | 0.0002 | 3e-05 | 1 | 0 | 167 | 556 | 210 | 0 | 0
935_937_1 | 935 | TAP139795 | West | West | 115 | 937 | TAP139797 | 115 | 1 | Closed | 0.00015 | 0.00062 | 0.0001 | 1 | 0 | 167 | 556 | 210 | 0.1 | 0.1
935_938_1 | 935 | TAP139795 | West | West | 115 | 938 | TAP139798 | 115 | 1 | Closed | 0.00376 | 0.01556 | 0.00258 | 1 | 0 | 167 | 556 | 210 | 2.3 | 3.1
936_1571_1 | 936 | TAP139796 | West | West | 115 | 1571 | PACKARD | 115 | 1 | Closed | 0.00359 | 0.01483 | 0.00246 | 1 | 0 | 167 | 556 | 210 | 1.9 | 3
936_256_1 | 936 | TAP139796 | West | West | 115 | 256 | UNKNOWN125293 | 115 | 1 | Closed | 4e-05 | 0.00017 | 3e-05 | 1 | 0 | 167 | 556 | 210 | 0 | 0
937_1571_1 | 937 | TAP139797 | West | West | 115 | 1571 | PACKARD | 115 | 1 | Closed | 0.00356 | 0.01474 | 0.00244 | 1 | 0 | 167 | 556 | 210 | 1.8 | 3
937_256_1 | 937 | TAP139797 | West | West | 115 | 256 | UNKNOWN125293 | 115 | 1 | Closed | 1e-05 | 6e-05 | 1e-05 | 1 | 0 | 167 | 556 | 210 | 0 | 0
938_941_1 | 938 | TAP139798 | West | West | 115 | 941 | TAP139801 | 115 | 1 | Closed | 0.00048 | 0.002 | 0.00033 | 1 | 0 | 167 | 556 | 210 | 0.4 | 0.4
939_940_1 | 939 | TAP139799 | West | West | 115 | 940 | TAP139800 | 115 | 1 | Closed | 0.00049 | 0.00203 | 0.00034 | 1 | 0 | 167 | 556 | 210 | 0.4 | 0.4
94_95_1 | 94 | UNKNOWN124583 | Genesse | Genesse | 115 | 95 | UNKNOWN124584 | 115 | 1 | Closed | 0.00138 | 0.00572 | 0.00095 | 1 | 0 | 167 | 556 | 210 | 0.8 | 1.2
940_258_1 | 940 | TAP139800 | West | West | 115 | 258 | UNKNOWN125295 | 115 | 1 | Closed | 4e-05 | 0.00017 | 3e-05 | 1 | 0 | 167 | 556 | 210 | 0 | 0
940_943_1 | 940 | TAP139800 | West | West | 115 | 943 | TAP139803 | 115 | 1 | Closed | 0.00109 | 0.00449 | 0.00074 | 1 | 0 | 167 | 556 | 210 | 0.9 | 0.9
941_258_1 | 941 | TAP139801 | West | West | 115 | 258 | UNKNOWN125295 | 115 | 1 | Closed | 3e-05 | 0.00012 | 2e-05 | 1 | 0 | 167 | 556 | 210 | 0 | 0
941_942_1 | 941 | TAP139801 | West | West | 115 | 942 | TAP139802 | 115 | 1 | Closed | 0.0011 | 0.00453 | 0.00075 | 1 | 0 | 167 | 556 | 210 | 0.9 | 0.9
942_943_1 | 942 | TAP139802 | West | West | 115 | 943 | TAP139803 | 115 | 1 | Closed | 1e-05 | 4e-05 | 1e-05 | 1 | 0 | 167 | 556 | 210 | 0 | 0
942_944_1 | 942 | TAP139802 | West | West | 115 | 944 | TAP139804 | 115 | 1 | Closed | 6e-05 | 0.00025 | 4e-05 | 1 | 0 | 167 | 556 | 210 | 0 | 0
944_259_1 | 944 | TAP139804 | West | West | 115 | 259 | UNKNOWN125296 | 115 | 1 | Closed | 3e-05 | 0.00014 | 2e-05 | 1 | 0 | 167 | 556 | 210 | 0 | 0
944_945_1 | 944 | TAP139804 | West | West | 115 | 945 | TAP139805 | 115 | 1 | Closed | 5e-05 | 0.00019 | 3e-05 | 1 | 0 | 167 | 556 | 210 | 0 | 0
945_260_1 | 945 | TAP139805 | West | West | 115 | 260 | UNKNOWN125297 | 115 | 1 | Closed | 0.00022 | 0.0009 | 0.00015 | 1 | 0 | 167 | 556 | 210 | 0.1 | 0.2
945_261_1 | 945 | TAP139805 | West | West | 115 | 261 | UNKNOWN125298 | 115 | 1 | Closed | 0.00047 | 0.00194 | 0.00032 | 1 | 0 | 167 | 556 | 210 | 0.2 | 0.4
946_262_1 | 946 | TAP139808 | West | West | 115 | 262 | UNKNOWN125299 | 115 | 1 | Closed | 0.00361 | 0.01494 | 0.00247 | 1 | 0 | 167 | 556 | 210 | 2.6 | 3
946_263_1 | 946 | TAP139808 | West | West | 115 | 263 | UNKNOWN125300 | 115 | 1 | Closed | 0.00014 | 0.0006 | 0.0001 | 1 | 0 | 167 | 556 | 210 | 0.1 | 0.1
946_264_1 | 946 | TAP139808 | West | West | 115 | 264 | UNKNOWN125301 | 115 | 1 | Closed | 0.00406 | 0.01677 | 0.00278 | 1 | 0 | 167 | 556 | 210 | 2.8 | 3.4
947_1349_1 | 947 | TAP139809 | West | West | 115 | 1349 | TAP156245 | 115 | 1 | Closed | 0.00903 | 0.03735 | 0.00619 | 1 | 0 | 167 | 556 | 210 | 6 | 7.5
947_263_1 | 947 | TAP139809 | West | West | 115 | 263 | UNKNOWN125300 | 115 | 1 | Closed | 0.00014 | 0.00057 | 9e-05 | 1 | 0 | 167 | 556 | 210 | 0.1 | 0.1
947_264_1 | 947 | TAP139809 | West | West | 115 | 264 | UNKNOWN125301 | 115 | 1 | Closed | 0.00408 | 0.01687 | 0.00279 | 1 | 0 | 167 | 556 | 210 | 2.8 | 3.4
948_1373_1 | 948 | TAP139810 | West | West | 115 | 1373 | TAP161014 | 115 | 1 | Closed | 0.00983 | 0.04066 | 0.00673 | 1 | 0 | 167 | 556 | 210 | 6 | 8.2
948_951_1 | 948 | TAP139810 | West | West | 115 | 951 | INDIAN HILL SWITCH | 115 | 1 | Closed | 0.00431 | 0.0178 | 0.00295 | 1 | 0 | 167 | 556 | 210 | 2 | 3.6
949_269_1 | 949 | TAP139811 | West | West | 115 | 269 | LOCKPORT | 115 | 1 | Closed | 0.0201 | 0.08311 | 0.01376 | 1 | 0 | 167 | 556 | 210 | 12.1 | 16.7
949_951_1 | 949 | TAP139811 | West | West | 115 | 951 | INDIAN HILL SWITCH | 115 | 1 | Closed | 0.00431 | 0.01783 | 0.00295 | 1 | 0 | 167 | 556 | 210 | 2 | 3.6
950_951_1 | 950 | INDIAN HILL SWITCH | West | West | 115 | 951 | INDIAN HILL SWITCH | 115 | 1 | Closed | 6e-05 | 0.00027 | 4e-05 | 1 | 0 | 167 | 556 | 210 | 0 | 0.1
951_1569_1 | 951 | INDIAN HILL SWITCH | West | West | 115 | 1569 | NIAGARA | 115 | 1 | Closed | 0.00419 | 0.01732 | 0.00287 | 1 | 0 | 167 | 556 | 210 | 2.5 | 3.5
952_1569_1 | 952 | TAP139814 | West | West | 115 | 1569 | NIAGARA | 115 | 1 | Closed | 0.00141 | 0.00584 | 0.00097 | 1 | 0 | 167 | 556 | 210 | 0.9 | 1.2
952_266_1 | 952 | TAP139814 | West | West | 115 | 266 | UNKNOWN125330 | 115 | 1 | Closed | 9e-05 | 0.00039 | 6e-05 | 1 | 0 | 210 | 210 | 210 | 0.1 | 0.1
952_951_1 | 952 | TAP139814 | West | West | 115 | 951 | INDIAN HILL SWITCH | 115 | 1 | Closed | 0.00287 | 0.01187 | 0.00197 | 1 | 0 | 167 | 556 | 210 | 1.8 | 2.4
953_1247_1 | 953 | TAP139815 | West | West | 230 | 1247 | ROBINSON ROAD | 230 | 1 | Closed | 0.0031 | 0.02489 | 0.09498 | 1 | 0 | 453 | 936 | 579 | 15.2 | 24
953_1314_1 | 953 | TAP139815 | West | West | 230 | 1314 | PACKARD | 230 | 1 | Closed | 0.00034 | 0.00272 | 0.01037 | 1 | 0 | 453 | 936 | 579 | 1.6 | 2.6
953_1570_1 | 953 | TAP139815 | West | West | 230 | 1570 | NIAGARA | 230 | 1 | Closed | 0.00024 | 0.00189 | 0.00721 | 1 | 0 | 453 | 936 | 579 | 1.4 | 1.8
954_1569_1 | 954 | TAP139818 | West | West | 115 | 1569 | NIAGARA | 115 | 1 | Closed | 0.00235 | 0.00974 | 0.00161 | 1 | 0 | 167 | 556 | 210 | 1.5 | 2
954_267_1 | 954 | TAP139818 | West | West | 115 | 267 | UNKNOWN125332 | 115 | 1 | Closed | 0.0001 | 0.0004 | 7e-05 | 1 | 0 | 167 | 556 | 210 | 0.1 | 0.1
954_268_1 | 954 | TAP139818 | West | West | 115 | 268 | UNKNOWN125333 | 115 | 1 | Closed | 0.00018 | 0.00075 | 0.00012 | 1 | 0 | 167 | 556 | 210 | 0.1 | 0.1
955_1569_1 | 955 | TAP139819 | West | West | 115 | 1569 | NIAGARA | 115 | 1 | Closed | 0.00236 | 0.00974 | 0.00161 | 1 | 0 | 167 | 556 | 210 | 1.5 | 2
955_267_1 | 955 | TAP139819 | West | West | 115 | 267 | UNKNOWN125332 | 115 | 1 | Closed | 9e-05 | 0.00036 | 6e-05 | 1 | 0 | 167 | 556 | 210 | 0.1 | 0.1
955_268_1 | 955 | TAP139819 | West | West | 115 | 268 | UNKNOWN125333 | 115 | 1 | Closed | 0.00016 | 0.00065 | 0.00011 | 1 | 0 | 167 | 556 | 210 | 0.1 | 0.1
956_1571_1 | 956 | TAP139820 | West | West | 115 | 1571 | PACKARD | 115 | 1 | Closed | 0.00131 | 0.00542 | 0.0009 | 1 | 0 | 167 | 556 | 210 | 0.9 | 1.1
956_281_1 | 956 | TAP139820 | West | West | 115 | 281 | UNKNOWN125349 | 115 | 1 | Closed | 4e-05 | 0.00016 | 3e-05 | 1 | 0 | 167 | 556 | 210 | 0 | 0
956_960_1 | 956 | TAP139820 | West | West | 115 | 960 | TAP139824 | 115 | 1 | Closed | 0.00027 | 0.0011 | 0.00018 | 1 | 0 | 167 | 556 | 210 | 0.2 | 0.2
957_1571_1 | 957 | TAP139821 | West | West | 115 | 1571 | PACKARD | 115 | 1 | Closed | 0.00129 | 0.00535 | 0.00089 | 1 | 0 | 167 | 556 | 210 | 0.9 | 1.1
957_281_1 | 957 | TAP139821 | West | West | 115 | 281 | UNKNOWN125349 | 115 | 1 | Closed | 4e-05 | 0.00018 | 3e-05 | 1 | 0 | 167 | 556 | 210 | 0 | 0
957_961_1 | 957 | TAP139821 | West | West | 115 | 961 | TAP139825 | 115 | 1 | Closed | 0.00036 | 0.00147 | 0.00024 | 1 | 0 | 167 | 556 | 210 | 0.2 | 0.3
958_283_1 | 958 | TAP139822 | West | West | 115 | 283 | UNKNOWN125351 | 115 | 1 | Closed | 9e-05 | 0.00037 | 6e-05 | 1 | 0 | 167 | 556 | 210 | 0.1 | 0.1
958_285_1 | 958 | TAP139822 | West | West | 115 | 285 | UNKNOWN125353 | 115 | 1 | Closed | 0.00014 | 0.00059 | 0.0001 | 1 | 0 | 167 | 556 | 210 | 0.1 | 0.1
958_961_1 | 958 | TAP139822 | West | West | 115 | 961 | TAP139825 | 115 | 1 | Closed | 0.00059 | 0.00242 | 0.0004 | 1 | 0 | 167 | 556 | 210 | 0.3 | 0.5
959_283_1 | 959 | TAP139823 | West | West | 115 | 283 | UNKNOWN125351 | 115 | 1 | Closed | 7e-05 | 0.0003 | 5e-05 | 1 | 0 | 167 | 556 | 210 | 0.1 | 0.1
959_284_1 | 959 | TAP139823 | West | West | 115 | 284 | UNKNOWN125352 | 115 | 1 | Closed | 0.0002 | 0.00083 | 0.00014 | 1 | 0 | 167 | 556 | 210 | 0.1 | 0.2
959_960_1 | 959 | TAP139823 | West | West | 115 | 960 | TAP139824 | 115 | 1 | Closed | 0.00058 | 0.00239 | 0.0004 | 1 | 0 | 167 | 556 | 210 | 0.3 | 0.5
960_282_1 | 960 | TAP139824 | West | West | 115 | 282 | UNKNOWN125350 | 115 | 1 | Closed | 0.0003 | 0.00124 | 0.0002 | 1 | 0 | 167 | 556 | 210 | 0.2 | 0.2
961_282_1 | 961 | TAP139825 | West | West | 115 | 282 | UNKNOWN125350 | 115 | 1 | Closed | 0.00023 | 0.00096 | 0.00016 | 1 | 0 | 167 | 556 | 210 | 0.1 | 0.2
962_1571_1 | 962 | TAP139826 | West | West | 115 | 1571 | PACKARD | 115 | 1 | Closed | 0.00413 | 0.01708 | 0.00283 | 1 | 0 | 167 | 556 | 210 | 1.4 | 3.4
962_286_1 | 962 | TAP139826 | West | West | 115 | 286 | UNKNOWN125354 | 115 | 1 | Closed | 0.00043 | 0.0018 | 0.0003 | 1 | 0 | 167 | 556 | 210 | 0.2 | 0.4
962_287_1 | 962 | TAP139826 | West | West | 115 | 287 | UNKNOWN125355 | 115 | 1 | Closed | 0.00018 | 0.00074 | 0.00012 | 1 | 0 | 167 | 556 | 210 | 0.1 | 0.1
963_264_1 | 963 | TAP139827 | West | West | 115 | 264 | UNKNOWN125301 | 115 | 1 | Closed | 0.00081 | 0.00335 | 0.00056 | 1 | 0 | 167 | 556 | 210 | 0.5 | 0.7
963_286_1 | 963 | TAP139827 | West | West | 115 | 286 | UNKNOWN125354 | 115 | 1 | Closed | 0.00042 | 0.00173 | 0.00029 | 1 | 0 | 167 | 556 | 210 | 0.2 | 0.3
963_287_1 | 963 | TAP139827 | West | West | 115 | 287 | UNKNOWN125355 | 115 | 1 | Closed | 0.00019 | 0.00077 | 0.00013 | 1 | 0 | 167 | 556 | 210 | 0.1 | 0.2
964_278_1 | 964 | TAP139828 | West | West | 115 | 278 | UNKNOWN125346 | 115 | 1 | Closed | 0.0002 | 0.00085 | 0.00014 | 1 | 0 | 167 | 556 | 210 | 0.1 | 0.2
964_279_1 | 964 | TAP139828 | West | West | 115 | 279 | UNKNOWN125347 | 115 | 1 | Closed | 4e-05 | 0.00016 | 3e-05 | 1 | 0 | 167 | 556 | 210 | 0 | 0
964_965_1 | 964 | TAP139828 | West | West | 115 | 965 | TAP139829 | 115 | 1 | Closed | 0.00563 | 0.0233 | 0.00386 | 1 | 0 | 167 | 556 | 210 | 2.6 | 4.7
965_1571_1 | 965 | TAP139829 | West | West | 115 | 1571 | PACKARD | 115 | 1 | Closed | 0.00066 | 0.00273 | 0.00045 | 1 | 0 | 167 | 556 | 210 | 0.3 | 0.5
965_280_1 | 965 | TAP139829 | West | West | 115 | 280 | UNKNOWN125348 | 115 | 1 | Closed | 0.00015 | 0.00061 | 0.0001 | 1 | 0 | 167 | 556 | 210 | 0.1 | 0.1
966_1571_1 | 966 | TAP139830 | West | West | 115 | 1571 | PACKARD | 115 | 1 | Closed | 0.00067 | 0.00277 | 0.00046 | 1 | 0 | 167 | 556 | 210 | 0.4 | 0.6
966_278_1 | 966 | TAP139830 | West | West | 115 | 278 | UNKNOWN125346 | 115 | 1 | Closed | 0.00582 | 0.02407 | 0.00399 | 1 | 0 | 167 | 556 | 210 | 2.7 | 4.8
966_280_1 | 966 | TAP139830 | West | West | 115 | 280 | UNKNOWN125348 | 115 | 1 | Closed | 0.00014 | 0.0006 | 0.0001 | 1 | 0 | 167 | 556 | 210 | 0.1 | 0.1
967_1561_1 | 967 | TAP139833 | West | West | 115 | 1561 | GARDENVILLE | 115 | 1 | Closed | 0.00753 | 0.03113 | 0.00515 | 1 | 0 | 167 | 556 | 210 | 4.7 | 6.3
967_163_1 | 967 | TAP139833 | West | West | 115 | 163 | UNKNOWN124945 | 115 | 1 | Closed | 0.00014 | 0.00056 | 9e-05 | 1 | 0 | 167 | 556 | 210 | 0.1 | 0.1
967_289_1 | 967 | TAP139833 | West | West | 115 | 289 | UNKNOWN125357 | 115 | 1 | Closed | 0.00161 | 0.00667 | 0.0011 | 1 | 0 | 167 | 556 | 210 | 1 | 1.3
968_165_1 | 968 | TAP139834 | West | West | 115 | 165 | UNKNOWN124947 | 115 | 1 | Closed | 0.00091 | 0.00378 | 0.00063 | 1 | 0 | 167 | 556 | 210 | 0.6 | 0.8
968_969_1 | 968 | TAP139834 | West | West | 115 | 969 | TAP139835 | 115 | 1 | Closed | 4e-05 | 0.00015 | 3e-05 | 1 | 0 | 167 | 556 | 210 | 0 | 0
968_970_1 | 968 | TAP139834 | West | West | 115 | 970 | TAP139836 | 115 | 1 | Closed | 6e-05 | 0.00025 | 4e-05 | 1 | 0 | 167 | 556 | 210 | 0 | 0
969_1355_1 | 969 | TAP139835 | West | West | 115 | 1355 | UNKNOWN156946 | 115 | 1 | Closed | 0.00115 | 0.00474 | 0.00078 | 1 | 0 | 167 | 556 | 210 | 0.7 | 1
969_971_1 | 969 | TAP139835 | West | West | 115 | 971 | TAP139837 | 115 | 1 | Closed | 0.00187 | 0.00772 | 0.00128 | 1 | 0 | 167 | 556 | 210 | 1.4 | 1.6
970_1355_1 | 970 | TAP139836 | West | West | 115 | 1355 | UNKNOWN156946 | 115 | 1 | Closed | 0.00113 | 0.00468 | 0.00077 | 1 | 0 | 167 | 556 | 210 | 0.7 | 0.9
970_972_1 | 970 | TAP139836 | West | West | 115 | 972 | TAP139838 | 115 | 1 | Closed | 0.003 | 0.0124 | 0.00205 | 1 | 0 | 167 | 556 | 210 | 2.3 | 2.5
971_166_1 | 971 | TAP139837 | West | West | 115 | 166 | UNKNOWN124948 | 115 | 1 | Closed | 0.00053 | 0.00219 | 0.00036 | 1 | 0 | 167 | 556 | 210 | 0.3 | 0.4
971_973_1 | 971 | TAP139837 | West | West | 115 | 973 | TAP139839 | 115 | 1 | Closed | 0.00116 | 0.00478 | 0.00079 | 1 | 0 | 167 | 556 | 210 | 0.9 | 1
972_296_1 | 972 | TAP139838 | West | West | 115 | 296 | UNKNOWN125366 | 115 | 1 | Closed | 0.00019 | 0.0008 | 0.00013 | 1 | 0 | 167 | 556 | 210 | 0.1 | 0.2
972_979_1 | 972 | TAP139838 | West | West | 115 | 979 | TAP139845 | 115 | 1 | Closed | 0.00138 | 0.00571 | 0.00095 | 1 | 0 | 167 | 556 | 210 | 1 | 1.2
974_1366_1 | 974 | TAP139840 | West | West | 115 | 1366 | UNKNOWN160984 | 115 | 1 | Closed | 0.00265 | 0.01094 | 0.00181 | 1 | 0 | 167 | 556 | 210 | 1.8 | 2.2
974_297_1 | 974 | TAP139840 | West | West | 115 | 297 | UNKNOWN125367 | 115 | 1 | Closed | 0.00058 | 0.0024 | 0.0004 | 1 | 0 | 167 | 556 | 210 | 0.5 | 0.5
975_297_1 | 975 | TAP139841 | West | West | 115 | 297 | UNKNOWN125367 | 115 | 1 | Closed | 0.00058 | 0.00238 | 0.00039 | 1 | 0 | 167 | 556 | 210 | 0.5 | 0.5
976_1246_1 | 976 | TAP139842 | West | West | 230 | 1246 | GARDENVILLE | 230 | 1 | Closed | 0.00167 | 0.01344 | 0.05129 | 1 | 0 | 453 | 936 | 579 | 9.9 | 13
976_313_1 | 976 | TAP139842 | West | West | 230 | 313 | CAMPUS | 230 | 1 | Closed | 2e-05 | 0.00018 | 0.0007 | 1 | 0 | 453 | 936 | 579 | 0.1 | 0.2
976_315_1 | 976 | TAP139842 | West | West | 230 | 315 | SAWYER AVE | 230 | 1 | Closed | 0.00155 | 0.01248 | 0.0476 | 1 | 0 | 453 | 936 | 579 | 6 | 12
977_1246_1 | 977 | TAP139843 | West | West | 230 | 1246 | GARDENVILLE | 230 | 1 | Closed | 0.00167 | 0.01342 | 0.0512 | 1 | 0 | 453 | 936 | 579 | 9.9 | 13
977_313_1 | 977 | TAP139843 | West | West | 230 | 313 | CAMPUS | 230 | 1 | Closed | 3e-05 | 0.00022 | 0.00085 | 1 | 0 | 453 | 936 | 579 | 0.1 | 0.2
977_315_1 | 977 | TAP139843 | West | West | 230 | 315 | SAWYER AVE | 230 | 1 | Closed | 0.00155 | 0.01247 | 0.04759 | 1 | 0 | 453 | 936 | 579 | 6 | 12
978_1474_1 | 978 | TAP139844 | West | West | 115 | 1474 | NEW GARDENVILLE | 115 | 1 | Closed | 0.00681 | 0.02816 | 0.00466 | 1 | 0 | 167 | 556 | 210 | 4.4 | 5.7
978_1561_1 | 978 | TAP139844 | West | West | 115 | 1561 | GARDENVILLE | 115 | 1 | Closed | 0.00857 | 0.03542 | 0.00587 | 1 | 0 | 167 | 556 | 210 | 4.6 | 7.1
978_973_1 | 978 | TAP139844 | West | West | 115 | 973 | TAP139839 | 115 | 1 | Closed | 0.00155 | 0.0064 | 0.00106 | 1 | 0 | 167 | 556 | 210 | 1.1 | 1.3
979_1474_1 | 979 | TAP139845 | West | West | 115 | 1474 | NEW GARDENVILLE | 115 | 1 | Closed | 0.00679 | 0.02808 | 0.00465 | 1 | 0 | 167 | 556 | 210 | 4.4 | 5.6
979_1561_1 | 979 | TAP139845 | West | West | 115 | 1561 | GARDENVILLE | 115 | 1 | Closed | 0.00852 | 0.03522 | 0.00583 | 1 | 0 | 167 | 556 | 210 | 4.6 | 7.1
98_131_1 | 98 | UNKNOWN124587 | Genesse | Central | 115 | 131 | UNKNOWN124716 | 115 | 1 | Closed | 0.01067 | 0.04414 | 0.00731 | 1 | 0 | 167 | 556 | 210 | 6.6 | 8.9
98_99_1 | 98 | UNKNOWN124587 | Genesse | Genesse | 115 | 99 | UNKNOWN124588 | 115 | 1 | Closed | 0.01014 | 0.04193 | 0.00694 | 1 | 0 | 167 | 556 | 210 | 7.8 | 8.4
980_1474_1 | 980 | TAP139846 | West | West | 115 | 1474 | NEW GARDENVILLE | 115 | 1 | Closed | 0.01369 | 0.05663 | 0.00938 | 1 | 0 | 167 | 556 | 210 | 10.1 | 11.4
980_322_1 | 980 | TAP139846 | West | West | 115 | 322 | BALL | 115 | 1 | Closed | 0.00045 | 0.00187 | 0.00031 | 1 | 0 | 167 | 556 | 210 | 0.3 | 0.4
980_983_1 | 980 | TAP139846 | West | West | 115 | 983 | TAP139849 | 115 | 1 | Closed | 0.00175 | 0.00722 | 0.00119 | 1 | 0 | 167 | 556 | 210 | 1.2 | 1.4
981_1566_1 | 981 | TAP139847 | West | West | 115 | 1566 | HUNTLEY | 115 | 1 | Closed | 0.00926 | 0.03829 | 0.00634 | 1 | 0 | 167 | 556 | 210 | 5.3 | 7.7
981_323_1 | 981 | TAP139847 | West | West | 115 | 323 | UNKNOWN125422 | 115 | 1 | Closed | 2e-05 | 8e-05 | 1e-05 | 1 | 0 | 167 | 556 | 210 | 0 | 0
982_314_1 | 982 | TAP139848 | West | West | 115 | 314 | UNKNOWN125409 | 115 | 1 | Closed | 4e-05 | 0.00015 | 2e-05 | 1 | 0 | 167 | 556 | 210 | 0 | 0
982_932_1 | 982 | TAP139848 | West | West | 115 | 932 | TAP139792 | 115 | 1 | Closed | 0.00541 | 0.02235 | 0.0037 | 1 | 0 | 167 | 556 | 210 | 3.2 | 4.5
982_986_1 | 982 | TAP139848 | West | West | 115 | 986 | TAP139852 | 115 | 1 | Closed | 0.00175 | 0.00724 | 0.0012 | 1 | 0 | 167 | 556 | 210 | 1.2 | 1.5
983_256_1 | 983 | TAP139849 | West | West | 115 | 256 | UNKNOWN125293 | 115 | 1 | Closed | 0.01685 | 0.06966 | 0.01154 | 1 | 0 | 167 | 556 | 210 | 9.6 | 14
983_314_1 | 983 | TAP139849 | West | West | 115 | 314 | UNKNOWN125409 | 115 | 1 | Closed | 5e-05 | 0.0002 | 3e-05 | 1 | 0 | 167 | 556 | 210 | 0 | 0
984_316_1 | 984 | TAP139850 | West | West | 115 | 316 | UNKNOWN125412 | 115 | 1 | Closed | 0.00183 | 0.00758 | 0.00126 | 1 | 0 | 167 | 556 | 210 | 1.5 | 1.5
984_325_1 | 984 | TAP139850 | West | West | 115 | 325 | UNKNOWN125427 | 115 | 1 | Closed | 8e-05 | 0.00033 | 5e-05 | 1 | 0 | 167 | 556 | 210 | 0.1 | 0.1
984_326_1 | 984 | TAP139850 | West | West | 115 | 326 | BUFFALO SEWER AUTHORTY | 115 | 1 | Closed | 0.00296 | 0.01224 | 0.00203 | 1 | 0 | 167 | 556 | 210 | 2.3 | 2.5
985_1378_1 | 985 | TAP139851 | West | West | 115 | 1378 | TAP161025 | 115 | 1 | Closed | 0.00087 | 0.0036 | 0.0006 | 1 | 0 | 167 | 556 | 210 | 0.7 | 0.7
985_325_1 | 985 | TAP139851 | West | West | 115 | 325 | UNKNOWN125427 | 115 | 1 | Closed | 5e-05 | 0.0002 | 3e-05 | 1 | 0 | 167 | 556 | 210 | 0 | 0
985_326_1 | 985 | TAP139851 | West | West | 115 | 326 | BUFFALO SEWER AUTHORTY | 115 | 1 | Closed | 0.00296 | 0.01226 | 0.00203 | 1 | 0 | 167 | 556 | 210 | 2.3 | 2.5
986_1113_1 | 986 | TAP139852 | West | West | 115 | 1113 | TAP140490 | 115 | 1 | Closed | 0.00171 | 0.00708 | 0.00117 | 1 | 0 | 167 | 556 | 210 | 1.2 | 1.4
986_322_1 | 986 | TAP139852 | West | West | 115 | 322 | BALL | 115 | 1 | Closed | 0.00046 | 0.00192 | 0.00032 | 1 | 0 | 167 | 556 | 210 | 0.3 | 0.4
987_1571_1 | 987 | TAP139853 | West | West | 115 | 1571 | PACKARD | 115 | 1 | Closed | 0.00238 | 0.00982 | 0.00163 | 1 | 0 | 167 | 556 | 210 | 1.2 | 2
987_264_1 | 987 | TAP139853 | West | West | 115 | 264 | UNKNOWN125301 | 115 | 1 | Closed | 0.00132 | 0.00546 | 0.0009 | 1 | 0 | 167 | 556 | 210 | 0.6 | 1.1
987_566_1 | 987 | TAP139853 | West | West | 115 | 566 | UNKNOWN129573 | 115 | 1 | Closed | 5e-05 | 0.0002 | 3e-05 | 1 | 0 | 167 | 556 | 210 | 0 | 0
988_1527_1 | 988 | RISER139858 | North | North | 115 | 1527 | PLATTSBURGH | 115 | 1 | Closed | 0.01108 | 0.0458 | 0.00758 | 1 | 0 | 167 | 556 | 210 | 6.7 | 9.2
989_193_1 | 989 | PLATTSBURGH | North | North | 115 | 193 | UNKNOWN125033 | 115 | 1 | Closed | 0.00025 | 0.00103 | 0.00017 | 1 | 0 | 167 | 556 | 210 | 0.2 | 0.2
990_490_1 | 990 | TAP139863 | Capital | Capital | 115 | 490 | UNKNOWN127981 | 115 | 1 | Closed | 0.0027 | 0.01649 | 0.0023 | 1 | 0 | 193 | 556 | 240 | 2.8 | 3
990_5_1 | 990 | TAP139863 | Capital | Capital | 115 | 5 | UNKNOWN124122 | 115 | 1 | Closed | 5e-05 | 0.00019 | 3e-05 | 1 | 0 | 167 | 556 | 210 | 0 | 0
990_991_1 | 990 | TAP139863 | Capital | Capital | 115 | 991 | TAP139864 | 115 | 1 | Closed | 0.01039 | 0.04298 | 0.00712 | 1 | 0 | 167 | 556 | 210 | 7.8 | 8.6
991_491_1 | 991 | TAP139864 | Capital | Capital | 115 | 491 | UNKNOWN127984 | 115 | 1 | Closed | 3e-05 | 0.00012 | 2e-05 | 1 | 0 | 167 | 556 | 210 | 0 | 0
991_992_1 | 991 | TAP139864 | Capital | Capital | 115 | 992 | TAP139865 | 115 | 1 | Closed | 0.00507 | 0.02097 | 0.00347 | 1 | 0 | 167 | 556 | 210 | 4.2 | 4.2
992_492_1 | 992 | TAP139865 | Capital | Capital | 115 | 492 | UNKNOWN127985 | 115 | 1 | Closed | 0.00294 | 0.01217 | 0.00202 | 1 | 0 | 167 | 556 | 210 | 1.6 | 2.4
993_1527_1 | 993 | PLATTSBURGH | North | North | 230 | 1527 | PLATTSBURGH | 115 | 1 | Closed | 0.006 | 0.05 | 0 | 1 | 0 | 500 | 500 | 550 | 0 | 0
993_1527_2 | 993 | PLATTSBURGH | North | North | 230 | 1527 | PLATTSBURGH | 115 | 2 | Closed | 0.006 | 0.05 | 0 | 1 | 0 | 500 | 500 | 550 | 0 | 0
994_558_1 | 994 | TAP140035 | Long Island | Long Island | 69 | 558 | UNKNOWN129549 | 69 | 1 | Closed | 0.00019 | 0.00042 | 1e-05 | 1 | 0 | 96 | 250 | 123 | 0 | 0
994_997_1 | 994 | TAP140035 | Long Island | Long Island | 69 | 997 | TAP140039 | 69 | 1 | Closed | 0.01779 | 0.04045 | 0.00079 | 1 | 0 | 250 | 250 | 250 | 2.2 | 2.8
994_997_2 | 994 | TAP140035 | Long Island | Long Island | 69 | 997 | TAP140039 | 69 | 2 | Closed | 0.01779 | 0.04045 | 0.00079 | 1 | 0 | 250 | 250 | 250 | 2.2 | 2.8
994_998_1 | 994 | TAP140035 | Long Island | Long Island | 69 | 998 | BELLMORE | 69 | 1 | Closed | 0.02527 | 0.05746 | 0.00112 | 1 | 0 | 250 | 250 | 250 | 3.1 | 4
995_996_1 | 995 | TAP140036 | Long Island | Long Island | 69 | 996 | TAP140037 | 69 | 1 | Closed | 0.00015 | 0.00034 | 1e-05 | 1 | 0 | 250 | 250 | 250 | 0 | 0
995_996_2 | 995 | TAP140036 | Long Island | Long Island | 69 | 996 | TAP140037 | 69 | 2 | Closed | 0.00015 | 0.00034 | 1e-05 | 1 | 0 | 250 | 250 | 250 | 0 | 0
995_999_1 | 995 | TAP140036 | Long Island | Long Island | 69 | 999 | MALVERNE | 69 | 1 | Closed | 0.00012 | 0.00027 | 1e-05 | 1 | 0 | 96 | 250 | 123 | 0 | 0
995_999_2 | 995 | TAP140036 | Long Island | Long Island | 69 | 999 | MALVERNE | 69 | 2 | Closed | 0.00012 | 0.00027 | 0 | 1 | 0 | 96 | 250 | 123 | 0 | 0
996_588_1 | 996 | TAP140037 | Long Island | Long Island | 69 | 588 | WEST HEMPSTEAD | 69 | 1 | Closed | 0.01485 | 0.03377 | 0.00066 | 1 | 0 | 250 | 250 | 250 | 2.1 | 2.3
996_588_2 | 996 | TAP140037 | Long Island | Long Island | 69 | 588 | WEST HEMPSTEAD | 69 | 2 | Closed | 0.01485 | 0.03377 | 0.00066 | 1 | 0 | 250 | 250 | 250 | 2.1 | 2.3
996_999_1 | 996 | TAP140037 | Long Island | Long Island | 69 | 999 | MALVERNE | 69 | 1 | Closed | 0.00018 | 0.0004 | 1e-05 | 1 | 0 | 250 | 250 | 250 | 0 | 0
997_559_1 | 997 | TAP140039 | Long Island | Long Island | 69 | 559 | UNKNOWN129551 | 69 | 1 | Closed | 0.00016 | 0.00037 | 1e-05 | 1 | 0 | 300 | 300 | 300 | 0 | 0
997_559_2 | 997 | TAP140039 | Long Island | Long Island | 69 | 559 | UNKNOWN129551 | 69 | 2 | Closed | 0.00016 | 0.00037 | 1e-05 | 1 | 0 | 300 | 300 | 300 | 0 | 0

## OOS 2019 & 2030
ID | From Number | From Name | From Zone Name | To Zone Name | From Nom kV | To Number | To Name | To Nom kV | Circuit | Status | R | X | B | Tap Ratio | Phase (Deg) | Lim MVA A | Lim MVA B | Lim MVA C | Distance Between Substations (Miles) | Length, Estimated from X and B (Miles) | 2019 Index | Is New? | 2019 Status | delta R | delta X | delta B | delta A rate | delta C rate | Change?
1129_1528_3W | 1129 | GOWANUS | NYC | NYC | 345 | 1528 | GOWANUS | 345 | 3W | Open | 0.00044 | 0.075 | 0 | 1 | 0 | 1000 | 1000 | 1000 | 0 | 0 | #N/A | New | Not 2019 | - | - | - | - | - | #VALUE!
1232_1548_1 | 1232 | PORTER | Mohawk Valley | Mohawk Valley | 230 | 1548 | PORTER | 115 | 1 | Open | 0.00149 | 0.0623 | 0 | 1 | 0 | 600 | 600 | 600 | 0 | 0 | 589 | Old | Open | 0 | 0 | 0 | 0 | 0 | FALSE
1235_1249_1 | 1235 | ROCHESTER #80 | Genesse | West | 345 | 1249 | SOMERSET | 345 | 1 | Open | 0.00223 | 0.03401 | 0.87921 | 1 | 0 | 1216 | 2454 | 1804 | 51.6 | 85.4 | 605 | Old | Open | 0 | 0 | 0 | 0 | 0 | FALSE
1235_1249_2 | 1235 | ROCHESTER #80 | Genesse | West | 345 | 1249 | SOMERSET | 345 | 2 | Open | 0.00167 | 0.02556 | 0.66062 | 1 | 0 | 1216 | 2454 | 1804 | 51.6 | 64.2 | 606 | Old | Open | 0 | 0 | 0 | 0 | 0 | FALSE
1249_1313_1 | 1249 | SOMERSET | West | West | 345 | 1313 | NIAGARA | 345 | 1 | Open | 0.00145 | 0.02209 | 0.57113 | 1 | 0 | 1216 | 2454 | 1804 | 25.7 | 55.5 | 645 | Old | Open | 0 | 0 | 0 | 0 | 0 | FALSE
400_666_1 | 400 | SALISBURY | Mohawk Valley | Hudson Valley | 115 | 666 | SMITHFIELD | 115 | 1 | Open | 0.01 | 0.04134 | 0.00685 | 1 | 0 | 211 | 211 | 211 | 103.2 | 8.3 | 1297 | Old | Open | 0 | 0 | 0 | 0 | 0 | FALSE