## GenCostTable4MATPOWERv23OffPeak
GEN_BUS | PG | QG | QMAX | QMIN | VG | MBASE | GEN_STATUS | PMAX | PMIN | PC1 | PC2 | QC1MIN | QC1MAX | QC2MIN | QC2MAX | RAMP_AGC | RAMP_10 | RAMP_30 | RAMP_Q | APF | MU_PMAX | MU_PMIN | MU_QMAX | MU_QMIN | MODEL | STARTUP | SHUTDOWN | NCOST | LINEAR | FIXED | GenType | GenFuel | GenID | FuelType | EIAPlantCode | EIAPC-IDorPC-UC | EIAPlantCode | Supplemental_ID
6 | 2.7607 | -0.41347 | 1.8 | -1.5 | 1.02 | 100 | 1 | 2.8 | 1 | 0 | 0 | 0 | 0 | 0 | 0 | 0 | 5000 | 15000 | 0 | 0 | 0 | 0 | 0 | 0 | 2 | 0 | 0 | 2 | 0 | 0 | HY (Hydro) | hydro | 1 | WAT (Water) | 2685 | 286718 | 2685 | 1
6 | 2.7607 | -0.41347 | 1.8 | -1.5 | 1.02 | 100 | 1 | 2.8 | 1 | 0 | 0 | 0 | 0 | 0 | 0 | 0 | 5000 | 15000 | 0 | 0 | 0 | 0 | 0 | 0 | 2 | 0 | 0 | 2 | 0 | 0 | HY (Hydro) | hydro | 2 | WAT (Water) | 2685 | 286749 | 2685 | 2
6 | 2.9579 | -0.41347 | 2 | -1.7 | 1.02 | 100 | 1 | 3 | 1 | 0 | 0 | 0 | 0 | 0 | 0 | 0 | 5000 | 15000 | 0 | 0 | 0 | 0 | 0 | 0 | 2 | 0 | 0 | 2 | 0 | 0 | HY (Hydro) | hydro | 3 | WAT (Water) | 2685 | 286777 | 2685 | 3
6 | 2.9579 | -0.41347 | 2 | -1.7 | 1.02 | 100 | 1 | 3 | 1 | 0 | 0 | 0 | 0 | 0 | 0 | 0 | 5000 | 15000 | 0 | 0 | 0 | 0 | 0 | 0 | 2 | 0 | 0 | 2 | 0 | 0 | HY (Hydro) | hydro | 4 | WAT (Water) | 2685 | 286808 | 2685 | 4
15 | 7.8878 | -2.7579 | 5.2 | -4.4 | 1.02 | 100 | 1 | 8 | 7 | 0 | 0 | 0 | 0 | 0 | 0 | 0 | 5000 | 15000 | 0 | 0 | 0 | 0 | 0 | 0 | 2 | 0 | 0 | 2 | 0 | 0 | HY (Hydro) | hydro | 1 | WAT (Water) | 2548 | 236679 | 2548 | 1
15 | 7.8878 | -2.7579 | 5.2 | -4.4 | 1.02 | 100 | 1 | 8 | 7 | 0 | 0 | 0 | 0 | 0 | 0 | 0 | 5000 | 15000 | 0 | 0 | 0 | 0 | 0 | 0 | 2 | 0 | 0 | 2 | 0 | 0 | HY (Hydro) | hydro | 2 | WAT (Water) | 2548 | 236710 | 2548 | 2
17 | 0 | 0 | 11.7 | -9.9 | 1.01 | 100 | 0 | 18 | 10.5 | 0 | 0 | 0 | 0 | 0 | 0 | 0 | 101 | 303 | 0 | 0 | 0 | 0 | 0 | 0 | 2 | 2000 | 0 | 2 | 31.5 | 120 | GT (Gas Turbine) | ng | 1 | NG (Natural Gas) | 2511 | 223224 | 2511 | 3
17 | 0 | 0 | 11.7 | -9.9 | 1.01 | 100 | 0 | 18 | 11.4 | 0 | 0 | 0 | 0 | 0 | 0 | 0 | 102.5 | 307.5 | 0 | 0 | 0 | 0 | 0 | 0 | 2 | 2000 | 0 | 2 | 31.5 | 120 | GT (Gas Turbine) | ng | 2 | NG (Natural Gas) | 2511 | 223255 | 2511 | 4
17 | 0 | 0 | 11.7 | -9.9 | 1.01 | 100 | 0 | 18 | 11 | 0 | 0 | 0 | 0 | 0 | 0 | 0 | 100.5 | 301.5 | 0 | 0 | 0 | 0 | 0 | 0 | 2 | 2000 | 0 | 2 | 31.5 | 120 | GT (Gas Turbine) | ng | 3 | NG (Natural Gas) | 2511 | 223285 | 2511 | 5
17 | 0 | 0 | 11.7 | -9.9 | 1.01 | 100 | 0 | 18 | 11.2 | 0 | 0 | 0 | 0 | 0 | 0 | 0 | 99.5 | 298.5 | 0 | 0 | 0 | 0 | 0 | 0 | 2 | 2000 | 0 | 2 | 31.5 | 120 | GT (Gas Turbine) | ng | 4 | NG (Natural Gas) | 2511 | 223316 | 2511 | 6
17 | 0 | 0 | 11.7 | -9.9 | 1.01 | 100 | 0 | 18 | 11.4 | 0 | 0 | 0 | 0 | 0 | 0 | 0 | 76 | 228 | 0 | 0 | 0 | 0 | 0 | 0 | 2 | 2000 | 0 | 2 | 31.5 | 120 | GT (Gas Turbine) | ng | 5 | NG (Natural Gas) | 2511 | 223377 | 2511 | 8
17 | 0 | 0 | 11.7 | -9.9 | 1.01 | 100 | 0 | 18 | 10.7 | 0 | 0 | 0 | 0 | 0 | 0 | 0 | 102.5 | 307.5 | 0 | 0 | 0 | 0 | 0 | 0 | 2 | 2000 | 0 | 2 | 31.5 | 120 | GT (Gas Turbine) | ng | 6 | NG (Natural Gas) | 2511 | 2511-GT1 | 2511 | GT1
17 | 0 | 0 | 11.7 | -9.9 | 1.01 | 100 | 0 | 18 | 9 | 0 | 0 | 0 | 0 | 0 | 0 | 0 | 102 | 306 | 0 | 0 | 0 | 0 | 0 | 0 | 2 | 2000 | 0 | 2 | 31.5 | 120 | GT (Gas Turbine) | ng | 7 | NG (Natural Gas) | 2511 | 2511-GT2 | 2511 | GT2
17 | 0 | 0 | 27.2 | -23 | 1.01 | 100 | 0 | 41.8 | 29.8 | 0 | 0 | 0 | 0 | 0 | 0 | 0 | 246 | 738 | 0 | 0 | 0 | 0 | 0 | 0 | 2 | 2000 | 0 | 2 | 31.5 | 120 | GT (Gas Turbine) | ng | 8 | NG (Natural Gas) | 2511 | 223408 | 2511 | 9
17 | 0 | 0 | 27.2 | -23 | 1.01 | 100 | 0 | 41.8 | 30 | 0 | 0 | 0 | 0 | 0 | 0 | 0 | 250 | 750 | 0 | 0 | 0 | 0 | 0 | 0 | 2 | 2000 | 0 | 2 | 33.6431 | 97.6847 | GT (Gas Turbine) | ng | 9 | NG (Natural Gas) | 2511 | 223438 | 2511 | 10
17 | 0 | 0 | 27.2 | -23 | 1.01 | 100 | 0 | 41.8 | 30 | 0 | 0 | 0 | 0 | 0 | 0 | 0 | 252.5 | 757.5 | 0 | 0 | 0 | 0 | 0 | 0 | 2 | 2000 | 0 | 2 | 31.5 | 120 | GT (Gas Turbine) | ng | 10 | NG (Natural Gas) | 2511 | 223469 | 2511 | 11
17 | 0 | 0 | 27.2 | -23 | 1.01 | 100 | 0 | 41.8 | 30 | 0 | 0 | 0 | 0 | 0 | 0 | 0 | 243.5 | 730.5 | 0 | 0 | 0 | 0 | 0 | 0 | 2 | 2000 | 0 | 2 | 31.5 | 120 | GT (Gas Turbine) | ng | 11 | NG (Natural Gas) | 2511 | 223499 | 2511 | 12
17 | 0 | 0 | 122.2 | -103.4 | 1.01 | 100 | 0 | 188 | 15 | 0 | 0 | 0 | 0 | 0 | 0 | 0 | 79.8 | 239.4 | 0 | 0 | 0 | 0 | 0 | 0 | 2 | 2500 | 0 | 2 | 31.5 | 660 | ST (Steam Turbine) | ng | 12 | NG (Natural Gas) | 2511 | 2511-ST1 | 2511 | ST1
17 | 0 | 0 | 122.2 | -103.4 | 1.01 | 100 | 0 | 188 | 15 | 0 | 0 | 0 | 0 | 0 | 0 | 0 | 76.2 | 228.6 | 0 | 0 | 0 | 0 | 0 | 0 | 2 | 2500 | 0 | 2 | 31.5 | 660 | ST (Steam Turbine) | ng | 13 | NG (Natural Gas) | 2511 | 2511-ST2 | 2511 | ST2
18 | 0 | 0 | 10.4 | -8.8 | 1.01 | 100 | 0 | 16 | 10 | 0 | 0 | 0 | 0 | 0 | 0 | 0 | 88 | 264 | 0 | 0 | 0 | 0 | 0 | 0 | 2 | 500 | 0 | 2 | 200.1 | 3220 | GT (Gas Turbine) | dfo | 1 | DFO (Distillate Fuel Oil) | 7869 | 7869-GT1 | 7869 | GT1
18 | 0 | 0 | 34.5 | -29.2 | 1.01 | 100 | 0 | 53 | 37 | 0 | 0 | 0 | 0 | 0 | 0 | 0 | 235 | 705 | 0 | 0 | 0 | 0 | 0 | 0 | 2 | 2000 | 0 | 2 | 31.5 | 120 | GT (Gas Turbine) | ng | 2 | NG (Natural Gas) | 7869 | 7869-GT4 | 7869 | GT4
18 | 0 | 0 | 34.5 | -29.2 | 1.01 | 100 | 0 | 53 | 37 | 0 | 0 | 0 | 0 | 0 | 0 | 0 | 235 | 705 | 0 | 0 | 0 | 0 | 0 | 0 | 2 | 2000 | 0 | 2 | 31.5 | 120 | GT (Gas Turbine) | ng | 3 | NG (Natural Gas) | 7869 | 7869-GT5 | 7869 | GT5
18 | 0 | 0 | 35.8 | -30.3 | 1.01 | 100 | 0 | 55 | 40 | 0 | 0 | 0 | 0 | 0 | 0 | 0 | 275.5 | 826.5 | 0 | 0 | 0 | 0 | 0 | 0 | 2 | 500 | 0 | 2 | 200.1 | 3220 | GT (Gas Turbine) | dfo | 4 | KER (Kerosene) | 2514 | 2514-GT2 | 2514 | GT2
18 | 0 | 0 | 35.8 | -30.3 | 1.01 | 100 | 0 | 55 | 44.1 | 0 | 0 | 0 | 0 | 0 | 0 | 0 | 343 | 1029 | 0 | 0 | 0 | 0 | 0 | 0 | 2 | 500 | 0 | 2 | 31.5 | 120 | GT (Gas Turbine) | ng | 5 | NG (Natural Gas) | 2514 | 2514-GT3 | 2514 | GT3
19 | 0 | 0 | 10.4 | -8.8 | 1.02 | 100 | 0 | 16 | 10.6 | 0 | 0 | 0 | 0 | 0 | 0 | 0 | 79 | 237 | 0 | 0 | 0 | 0 | 0 | 0 | 2 | 500 | 0 | 2 | 200.1 | 3220 | GT (Gas Turbine) | dfo | 1 | DFO (Distillate Fuel Oil) | 2516 | 2516-GT1 | 2516 | GT1
19 | 0 | 0 | 251.6 | -212.9 | 1.02 | 100 | 0 | 387 | 40 | 0 | 0 | 0 | 0 | 0 | 0 | 0 | 159.6 | 478.8 | 0 | 0 | 0 | 0 | 0 | 0 | 2 | 2500 | 0 | 2 | 29.5505 | 345.5302 | ST (Steam Turbine) | ng | 2 | NG (Natural Gas) | 2516 | 225022 | 2516 | 2
19 | 384.5477 | 0 | 251.6 | -212.9 | 1.02 | 100 | 1 | 387 | 30 | 0 | 0 | 0 | 0 | 0 | 0 | 0 | 157.68 | 473.04 | 0 | 0 | 0 | 0 | 0 | 0 | 2 | 2500 | 0 | 2 | 28.9043 | 403.4279 | ST (Steam Turbine) | ng | 3 | NG (Natural Gas) | 2516 | 225051 | 2516 | 3
19 | 387 | -28.6227 | 251.6 | -212.9 | 1.02 | 100 | 1 | 387 | 40 | 0 | 0 | 0 | 0 | 0 | 0 | 0 | 158.6 | 475.8 | 0 | 0 | 0 | 0 | 0 | 0 | 2 | 2500 | 0 | 2 | 28.9469 | 552.7948 | ST (Steam Turbine) | ng | 4 | NG (Natural Gas) | 2516 | 225082 | 2516 | 4
19 | 387 | 0 | 251.6 | -212.9 | 1.02 | 100 | 1 | 387 | 40 | 0 | 0 | 0 | 0 | 0 | 0 | 0 | 158.48 | 475.44 | 0 | 0 | 0 | 0 | 0 | 0 | 2 | 2500 | 0 | 2 | 31.5 | 660 | ST (Steam Turbine) | ng | 5 | NG (Natural Gas) | 2516 | 2516-ST1 | 2516 | ST1
19 | 0 | -28.6227 | 9900 | -9900 | 1.02 | 100 | 1 | 200 | 0 | 0 | 0 | 0 | 0 | 0 | 0 | 0 | 0 | 0 | 0 | 0 | 0 | 0 | 0 | 0 | 2 | 0 | 0 | 2 | 0 | 0 | proxy | import | x | import |  |  |  | NNC
21 | 10.8457 | 4.1879 | 7.2 | -6.1 | 1.02 | 100 | 1 | 11 | 0.2 | 0 | 0 | 0 | 0 | 0 | 0 | 0 | 5000 | 15000 | 0 | 0 | 0 | 0 | 0 | 0 | 2 | 0 | 0 | 2 | 0 | 0 | HY (Hydro) | hydro | 1 | WAT (Water) | 2551 | 237775 | 2551 | 1
21 | 11.8316 | 4.1879 | 7.8 | -6.6 | 1.02 | 100 | 1 | 12 | 0.2 | 0 | 0 | 0 | 0 | 0 | 0 | 0 | 5000 | 15000 | 0 | 0 | 0 | 0 | 0 | 0 | 2 | 0 | 0 | 2 | 0 | 0 | HY (Hydro) | hydro | 2 | WAT (Water) | 2551 | 237806 | 2551 | 2
21 | 12.8176 | 4.1879 | 8.5 | -7.2 | 1.02 | 100 | 1 | 13 | 0.2 | 0 | 0 | 0 | 0 | 0 | 0 | 0 | 5000 | 15000 | 0 | 0 | 0 | 0 | 0 | 0 | 2 | 0 | 0 | 2 | 0 | 0 | HY (Hydro) | hydro | 3 | WAT (Water) | 2551 | 237834 | 2551 | 3
24 | 8.8737 | 4.725 | 5.9 | -5 | 1.02 | 100 | 1 | 9 | 3 | 0 | 0 | 0 | 0 | 0 | 0 | 0 | 5000 | 15000 | 0 | 0 | 0 | 0 | 0 | 0 | 2 | 0 | 0 | 2 | 0 | 0 | HY (Hydro) | hydro | 1 | WAT (Water) | 2545 | 235584 | 2545 | 1
24 | 8.8737 | 4.725 | 5.9 | -5 | 1.02 | 100 | 1 | 9 | 3 | 0 | 0 | 0 | 0 | 0 | 0 | 0 | 5000 | 15000 | 0 | 0 | 0 | 0 | 0 | 0 | 2 | 0 | 0 | 2 | 0 | 0 | HY (Hydro) | hydro | 2 | WAT (Water) | 2545 | 235615 | 2545 | 2
24 | 8.8737 | 4.725 | 5.9 | -5 | 1.02 | 100 | 1 | 9 | 3 | 0 | 0 | 0 | 0 | 0 | 0 | 0 | 5000 | 15000 | 0 | 0 | 0 | 0 | 0 | 0 | 2 | 0 | 0 | 2 | 0 | 0 | HY (Hydro) | hydro | 3 | WAT (Water) | 2545 | 235643 | 2545 | 3
24 | 8.8737 | 4.725 | 5.9 | -5 | 1.02 | 100 | 1 | 9 | 3 | 0 | 0 | 0 | 0 | 0 | 0 | 0 | 5000 | 15000 | 0 | 0 | 0 | 0 | 0 | 0 | 2 | 0 | 0 | 2 | 0 | 0 | HY (Hydro) | hydro | 4 | WAT (Water) | 2545 | 235674 | 2545 | 4
26 | 595 | 26.6263 | 446.25 | -416.5 | 1.02 | 100 | 1 | 595 | 320 | 0 | 0 | 0 | 0 | 0 | 0 | 0 | 900 | 2700 | 0 | 0 | 0 | 0 | 0 | 0 | 2 | 6440 | 0 | 2 | 15.3799 | 5634.491 | CC (Combined Cycle Generic) | ng | C1 | NG (Natural Gas) | 55375 | 55375_CC1 | 55375 | Astoria Energy
26 | 650 | 26.6263 | 487.5 | -455 | 1.02 | 100 | 1 | 650 | 320 | 0 | 0 | 0 | 0 | 0 | 0 | 0 | 900 | 2700 | 0 | 0 | 0 | 0 | 0 | 0 | 2 | 6120 | 0 | 2 | 23.34 | 900 | CC (Combined Cycle Generic) | ng | C2 | NG (Natural Gas) | 57664 | 57664_CC1 | 57664 | Astoria Energy II
27 | 0 | 0 | 91.95 | -85.82 | 1.02 | 100 | 0 | 122.6 | 42 | 0 | 0 | 0 | 0 | 0 | 0 | 0 | 890 | 2670 | 0 | 0 | 0 | 0 | 0 | 0 | 2 | 1050 | 0 | 2 | 21.784 | 840 | CC (Combined Cycle Generic) | ng | C1 | NG (Natural Gas) | 50978 | 50978_CC1 | 50978 | Carr Street Generating Station
28 | 0 | 0 | 47.175 | -44.03 | 1.02 | 100 | 0 | 62.9 | 35 | 0 | 0 | 0 | 0 | 0 | 0 | 0 | 560 | 1680 | 0 | 0 | 0 | 0 | 0 | 0 | 2 | 665 | 0 | 2 | 14.8234 | 458.1273 | CC (Combined Cycle Generic) | ng | C1 | NG (Natural Gas) | 10620 | 10620_CC1 | 10620 | Carthage Energy LLC
29 | 0 | 0 | 72.8 | -61.6 | 1.02 | 100 | 0 | 112 | 32 | 0 | 0 | 0 | 0 | 0 | 0 | 0 | 42.52 | 127.56 | 0 | 0 | 0 | 0 | 0 | 0 | 2 | 2500 | 0 | 2 | 26.25 | 550 | ST (Steam Turbine) | ng | 1 | NG (Natural Gas) | 2527 | 229099 | 2527 | 4
30 | 3 | 0.5975 | 2.7 | -2.3 | 1.02 | 100 | 1 | 4.1 | 0 | 0 | 0 | 0 | 0 | 0 | 0 | 0 | 0 | 0 | 0 | 0 | 0 | 0 | 0 | 0 | 2 | 0 | 0 | 2 | 0 | 0 | WT (Wind Turbine) | wind | 1 | WND (Wind) | 57867 | 57867-2 | 57867 | 2
30 | 6.287 | 0.5975 | 36 | -30.5 | 1.02 | 100 | 1 | 55.4 | 0 | 0 | 0 | 0 | 0 | 0 | 0 | 0 | 0 | 0 | 0 | 0 | 0 | 0 | 0 | 0 | 2 | 0 | 0 | 2 | 0 | 0 | WT (Wind Turbine) | wind | 2 | WND (Wind) | 57867 | 57867-1 | 57867 | 1
31 | 0.98597 | -0.6 | 0.7 | -0.6 | 1.02 | 100 | 1 | 1 | 0.2 | 0 | 0 | 0 | 0 | 0 | 0 | 0 | 5000 | 15000 | 0 | 0 | 0 | 0 | 0 | 0 | 2 | 0 | 0 | 2 | 0 | 0 | HY (Hydro) | hydro | 1 | WAT (Water) | 54580 | 54580-C4 | 54580 | C4
31 | 0.98597 | -0.6 | 0.7 | -0.6 | 1.02 | 100 | 1 | 1 | 0.2 | 0 | 0 | 0 | 0 | 0 | 0 | 0 | 5000 | 15000 | 0 | 0 | 0 | 0 | 0 | 0 | 2 | 0 | 0 | 2 | 0 | 0 | HY (Hydro) | hydro | 2 | WAT (Water) | 54580 | 54580-C5 | 54580 | C5
31 | 2.5635 | -1.4 | 1.7 | -1.4 | 1.02 | 100 | 1 | 2.6 | 0.9 | 0 | 0 | 0 | 0 | 0 | 0 | 0 | 5000 | 15000 | 0 | 0 | 0 | 0 | 0 | 0 | 2 | 0 | 0 | 2 | 0 | 0 | HY (Hydro) | hydro | 3 | WAT (Water) | 54580 | 54580-C1 | 54580 | C1
31 | 2.5635 | -1.4 | 1.7 | -1.4 | 1.02 | 100 | 1 | 2.6 | 0.9 | 0 | 0 | 0 | 0 | 0 | 0 | 0 | 5000 | 15000 | 0 | 0 | 0 | 0 | 0 | 0 | 2 | 0 | 0 | 2 | 0 | 0 | HY (Hydro) | hydro | 4 | WAT (Water) | 54580 | 54580-C2 | 54580 | C2
31 | 2.5635 | -1.4 | 1.7 | -1.4 | 1.02 | 100 | 1 | 2.6 | 2.3 | 0 | 0 | 0 | 0 | 0 | 0 | 0 | 5000 | 15000 | 0 | 0 | 0 | 0 | 0 | 0 | 2 | 0 | 0 | 2 | 0 | 0 | HY (Hydro) | hydro | 5 | WAT (Water) | 54580 | 54580-C3 | 54580 | C3
31 | 24.2548 | -3.3789 | 16 | -13.5 | 1.02 | 100 | 1 | 24.6 | 6 | 0 | 0 | 0 | 0 | 0 | 0 | 0 | 5000 | 15000 | 0 | 0 | 0 | 0 | 0 | 0 | 2 | 0 | 0 | 2 | 0 | 0 | HY (Hydro) | hydro | 6 | WAT (Water) | 54580 | 54580-P1 | 54580 | P1
31 | 24.2548 | -3.3789 | 16 | -13.5 | 1.02 | 100 | 1 | 24.6 | 6 | 0 | 0 | 0 | 0 | 0 | 0 | 0 | 5000 | 15000 | 0 | 0 | 0 | 0 | 0 | 0 | 2 | 0 | 0 | 2 | 0 | 0 | HY (Hydro) | hydro | 7 | WAT (Water) | 54580 | 54580-P2 | 54580 | P2
32 | 0 | 0 | 110.25 | -102.9 | 1.02 | 100 | 0 | 147 | 113 | 0 | 0 | 0 | 0 | 0 | 0 | 0 | 650 | 1950 | 0 | 0 | 0 | 0 | 0 | 0 | 2 | 1357 | 0 | 2 | 19.6252 | 663.5482 | CC (Combined Cycle Generic) | ng | C1 | NG (Natural Gas) | 50458 | 50458_G723 | 50458 | Indeck Corinth Energy Center
33 | 0 | 0 | 42.45 | -39.62 | 1.02 | 100 | 0 | 56.6 | 44 | 0 | 0 | 0 | 0 | 0 | 0 | 0 | 540 | 1620 | 0 | 0 | 0 | 0 | 0 | 0 | 2 | 631 | 0 | 2 | 20.138 | 373.9605 | CC (Combined Cycle Generic) | ng | C1 | NG (Natural Gas) | 50449 | 50449_G722 | 50449 | Indeck Silver Springs Energy Center
34 | 0 | 0 | 43.05 | -40.18 | 1.02 | 100 | 0 | 57.4 | 44.5 | 0 | 0 | 0 | 0 | 0 | 0 | 0 | 500 | 1500 | 0 | 0 | 0 | 0 | 0 | 0 | 2 | 593 | 0 | 2 | 21.5238 | 274.6677 | CC (Combined Cycle Generic) | ng | C1 | NG (Natural Gas) | 50450 | 50450_CC1 | 50450 | Indeck Oswego Energy Center
35 | 3.1551 | 2.1 | 2.1 | -1.8 | 1.02 | 100 | 1 | 3.2 | 0 | 0 | 0 | 0 | 0 | 0 | 0 | 0 | 5000 | 15000 | 0 | 0 | 0 | 0 | 0 | 0 | 2 | 0 | 0 | 2 | 0 | 0 | HY (Hydro) | hydro | 1 | WAT (Water) | 2532 | 230835 | 2532 | 1
35 | 3.1551 | 2.1 | 2.1 | -1.8 | 1.02 | 100 | 1 | 3.2 | 0 | 0 | 0 | 0 | 0 | 0 | 0 | 0 | 5000 | 15000 | 0 | 0 | 0 | 0 | 0 | 0 | 2 | 0 | 0 | 2 | 0 | 0 | HY (Hydro) | hydro | 2 | WAT (Water) | 2532 | 230866 | 2532 | 2
35 | 3.9439 | 2.6 | 2.6 | -2.2 | 1.02 | 100 | 1 | 4 | 0 | 0 | 0 | 0 | 0 | 0 | 0 | 0 | 5000 | 15000 | 0 | 0 | 0 | 0 | 0 | 0 | 2 | 0 | 0 | 2 | 0 | 0 | HY (Hydro) | hydro | 3 | WAT (Water) | 2530 | 230105 | 2530 | 1
35 | 3.9439 | 2.6 | 2.6 | -2.2 | 1.02 | 100 | 1 | 4 | 0 | 0 | 0 | 0 | 0 | 0 | 0 | 0 | 5000 | 15000 | 0 | 0 | 0 | 0 | 0 | 0 | 2 | 0 | 0 | 2 | 0 | 0 | HY (Hydro) | hydro | 4 | WAT (Water) | 2530 | 230136 | 2530 | 2
35 | 5.9158 | 3.9 | 3.9 | -3.3 | 1.02 | 100 | 1 | 6 | 0 | 0 | 0 | 0 | 0 | 0 | 0 | 0 | 5000 | 15000 | 0 | 0 | 0 | 0 | 0 | 0 | 2 | 0 | 0 | 2 | 0 | 0 | HY (Hydro) | hydro | 5 | WAT (Water) | 2532 | 230895 | 2532 | 3
35 | 6.9018 | 4.6 | 4.6 | -3.9 | 1.02 | 100 | 1 | 7 | 0 | 0 | 0 | 0 | 0 | 0 | 0 | 0 | 5000 | 15000 | 0 | 0 | 0 | 0 | 0 | 0 | 2 | 0 | 0 | 2 | 0 | 0 | HY (Hydro) | hydro | 6 | WAT (Water) | 2530 | 230164 | 2530 | 3
37 | 196.25 | -1.7367 | 165.975 | -154.91 | 1.02 | 100 | 1 | 221.3 | 104 | 0 | 0 | 0 | 0 | 0 | 0 | 0 | 1590 | 4770 | 0 | 0 | 0 | 0 | 0 | 0 | 2 | 2318 | 0 | 2 | 33.2623 | 540.8717 | CC (Combined Cycle Generic) | ng | C1 | NG (Natural Gas) | 54041 | 54041_LEA1 | 54041 | Lockport Energy Associates LP
38 | 12 | 5.3289 | 70.4 | -55.3 | 1.02 | 100 | 1 | 100.5 | 0 | 0 | 0 | 0 | 0 | 0 | 0 | 0 | 0 | 0 | 0 | 0 | 0 | 0 | 0 | 0 | 2 | 0 | 0 | 2 | 0 | 0 | WT (Wind Turbine) | wind | 1 | WND (Wind) | 56620 | 56620-1 | 56620 | 1
39 | 8 | -2.8801 | 88.2 | -69.3 | 1.02 | 100 | 1 | 126 | 0 | 0 | 0 | 0 | 0 | 0 | 0 | 0 | 0 | 0 | 0 | 0 | 0 | 0 | 0 | 0 | 2 | 0 | 0 | 2 | 0 | 0 | WT (Wind Turbine) | wind | 1 | WND (Wind) | 56902 | 56902-1 | 56902 | 1
41 | 0 | 0 | 49.275 | -45.99 | 1.02 | 100 | 0 | 65.7 | 40.6 | 0 | 0 | 0 | 0 | 0 | 0 | 0 | 580 | 1740 | 0 | 0 | 0 | 0 | 0 | 0 | 2 | 685 | 0 | 2 | 29.8283 | 257.373 | CC (Combined Cycle Generic) | ng | C1 | NG (Natural Gas) | 54131 | 54131_CC1 | 54131 | Fortistar North Tonawanda
52 | 6.287 | -0.41909 | 11.3 | -8.9 | 1.02 | 100 | 1 | 16.2 | 0 | 0 | 0 | 0 | 0 | 0 | 0 | 0 | 0 | 0 | 0 | 0 | 0 | 0 | 0 | 0 | 2 | 0 | 0 | 2 | 0 | 0 | WT (Wind Turbine) | wind | 1 | WND (Wind) | 58768 | 58768-1 | 58768 | 1
53 | 6.287 | 0.32993 | 26.3 | -20.6 | 1.02 | 100 | 1 | 37.5 | 0 | 0 | 0 | 0 | 0 | 0 | 0 | 0 | 0 | 0 | 0 | 0 | 0 | 0 | 0 | 0 | 2 | 0 | 0 | 2 | 0 | 0 | WT (Wind Turbine) | wind | 1 | WND (Wind) | 56633 | 56633-1 | 56633 | 1
60 | 0.78878 | -0.16285 | 0.6 | -0.4 | 1.02 | 100 | 1 | 0.8 | 0.4 | 0 | 0 | 0 | 0 | 0 | 0 | 0 | 5000 | 15000 | 0 | 0 | 0 | 0 | 0 | 0 | 2 | 0 | 0 | 2 | 0 | 0 | HY (Hydro) | hydro | 1 | WAT (Water) | 2631 | 2631-RIO2 | 2631 | RIO2
60 | 9.8597 | -0.16285 | 7 | -5.5 | 1.02 | 100 | 1 | 10 | 4 | 0 | 0 | 0 | 0 | 0 | 0 | 0 | 5000 | 15000 | 0 | 0 | 0 | 0 | 0 | 0 | 2 | 0 | 0 | 2 | 0 | 0 | HY (Hydro) | hydro | 2 | WAT (Water) | 2631 | 2631-RIO | 2631 | RIO
63 | 0 | 0 | 66.15 | -61.74 | 1.02 | 100 | 0 | 88.2 | 60 | 0 | 0 | 0 | 0 | 0 | 0 | 0 | 750 | 2250 | 0 | 0 | 0 | 0 | 0 | 0 | 2 | 880 | 0 | 2 | 26.6049 | 57.4467 | CC (Combined Cycle Generic) | ng | C1 | NG (Natural Gas) | 54034 | 54034_G701 | 54034 | Rensselaer Cogen
63 | 653.6434 | 34.6966 | 490.275 | -457.59 | 1.02 | 100 | 1 | 653.7 | 315 | 0 | 0 | 0 | 0 | 0 | 0 | 0 | 900 | 2700 | 0 | 0 | 0 | 0 | 0 | 0 | 2 | 6757 | 0 | 2 | 21.8385 | 50.7687 | CC (Combined Cycle Generic) | ng | C2 | NG (Natural Gas) | 56259 | 56259_CC1 | 56259 | Empire Generating Co LLC
69 | 0 | 0 | 17.2 | -13.5 | 1.02 | 100 | 0 | 24.5 | 5 | 0 | 0 | 0 | 0 | 0 | 0 | 0 | 10 | 30 | 0 | 0 | 0 | 0 | 0 | 0 | 2 | 2500 | 0 | 2 | 31.5 | 660 | ST (Steam Turbine) | ng | 1 | NG (Natural Gas) | 2682 | 285742 | 2682 | 5
69 | 0 | 0 | 17.2 | -13.5 | 1.02 | 100 | 0 | 24.5 | 5 | 0 | 0 | 0 | 0 | 0 | 0 | 0 | 10 | 30 | 0 | 0 | 0 | 0 | 0 | 0 | 2 | 2500 | 0 | 2 | 31.5 | 660 | ST (Steam Turbine) | ng | 2 | NG (Natural Gas) | 2682 | 285773 | 2682 | 6
69 | 0 | 0 | 33.1 | -26 | 1.02 | 100 | 0 | 47.3 | 9 | 0 | 0 | 0 | 0 | 0 | 0 | 0 | 235 | 705 | 0 | 0 | 0 | 0 | 0 | 0 | 2 | 2000 | 0 | 2 | 26.25 | 100 | GT (Gas Turbine) | ng | 3 | NG (Natural Gas) | 2682 | 285803 | 2682 | 7
69 | 0 | 1.8e-05 | 20 | -20 | 1.02 | 100 | 1 | 200 | 0 | 0 | 0 | 0 | 0 | 0 | 0 | 0 | 0 | 0 | 0 | 0 | 0 | 0 | 0 | 0 | 2 | 0 | 0 | 2 | 0 | 0 | proxy | import | X | import |  |  |  | PJM Warren
79 | 0 | 0 | 0.7 | -0.6 | 1.02 | 100 | 0 | 1 | 0.3 | 0 | 0 | 0 | 0 | 0 | 0 | 0 | 2 | 6 | 0 | 0 | 0 | 0 | 0 | 0 | 2 | 500 | 0 | 2 | 207 | 0 | IC (Internal Combustion) | dfo | 1 | DFO (Distillate Fuel Oil) | 61488 | 61488-HCC1 | 61488 | HCC1
79 | 0 | 0 | 0.9 | -0.7 | 1.02 | 100 | 0 | 1.3 | 0.4 | 0 | 0 | 0 | 0 | 0 | 0 | 0 | 2.6 | 7.8 | 0 | 0 | 0 | 0 | 0 | 0 | 2 | 500 | 0 | 2 | 207 | 0 | IC (Internal Combustion) | dfo | 2 | KER (Kerosene) | 61488 | 61488-SKB1 | 61488 | SKB1
79 | 0 | 0 | 1 | -0.8 | 1.02 | 100 | 0 | 1.4 | 0.4 | 0 | 0 | 0 | 0 | 0 | 0 | 0 | 2.8 | 8.4 | 0 | 0 | 0 | 0 | 0 | 0 | 2 | 500 | 0 | 2 | 207 | 0 | IC (Internal Combustion) | dfo | 3 | DFO (Distillate Fuel Oil) | 61488 | 61488-SMB1 | 61488 | SMB1
79 | 0 | 0 | 1 | -0.8 | 1.02 | 100 | 0 | 1.4 | 0.4 | 0 | 0 | 0 | 0 | 0 | 0 | 0 | 2.8 | 8.4 | 0 | 0 | 0 | 0 | 0 | 0 | 2 | 500 | 0 | 2 | 207 | 0 | IC (Internal Combustion) | dfo | 4 | KER (Kerosene) | 61488 | 61488-SMB2 | 61488 | SMB2
79 | 0 | 0 | 1.8 | -1.4 | 1.02 | 100 | 0 | 2.5 | 0.1 | 0 | 0 | 0 | 0 | 0 | 0 | 0 | 0.6 | 1.8 | 0 | 0 | 0 | 0 | 0 | 0 | 2 | 500 | 0 | 2 | 207 | 0 | IC (Internal Combustion) | dfo | 5 | KER (Kerosene) | 61488 | 61488-ENB3 | 61488 | ENB3
79 | 0 | 0 | 1.9 | -1.5 | 1.02 | 100 | 0 | 2.7 | 0.8 | 0 | 0 | 0 | 0 | 0 | 0 | 0 | 5.4 | 16.2 | 0 | 0 | 0 | 0 | 0 | 0 | 2 | 500 | 0 | 2 | 207 | 0 | IC (Internal Combustion) | dfo | 6 | KER (Kerosene) | 61488 | 61488-ENB1 | 61488 | ENB1
79 | 0 | 0 | 1.9 | -1.5 | 1.02 | 100 | 0 | 2.7 | 0.8 | 0 | 0 | 0 | 0 | 0 | 0 | 0 | 5.4 | 16.2 | 0 | 0 | 0 | 0 | 0 | 0 | 2 | 500 | 0 | 2 | 207 | 0 | IC (Internal Combustion) | dfo | 7 | KER (Kerosene) | 61488 | 61488-ENB2 | 61488 | ENB2
79 | 0 | 0 | 2.1 | -1.7 | 1.02 | 100 | 0 | 3 | 0.1 | 0 | 0 | 0 | 0 | 0 | 0 | 0 | 0.8 | 2.4 | 0 | 0 | 0 | 0 | 0 | 0 | 2 | 500 | 0 | 2 | 207 | 0 | IC (Internal Combustion) | dfo | 8 | DFO (Distillate Fuel Oil) | 61488 | 61488-SCI1 | 61488 | SCI1
79 | 0 | 0 | 2.1 | -1.7 | 1.02 | 100 | 0 | 3 | 0.1 | 0 | 0 | 0 | 0 | 0 | 0 | 0 | 0.8 | 2.4 | 0 | 0 | 0 | 0 | 0 | 0 | 2 | 500 | 0 | 2 | 207 | 0 | IC (Internal Combustion) | dfo | 9 | KER (Kerosene) | 61488 | 61488-SCI2 | 61488 | SCI2
79 | 0 | 0 | 5.3 | -4.1 | 1.02 | 100 | 0 | 7.5 | 4 | 0 | 0 | 0 | 0 | 0 | 0 | 0 | 37.5 | 112.5 | 0 | 0 | 0 | 0 | 0 | 0 | 2 | 2000 | 0 | 2 | 200.1 | 3220 | GT (Gas Turbine) | dfo | 10 | KER (Kerosene) | 61488 | 61488-GT | 61488 | GT
79 | 0 | 0 | 32.9 | -25.9 | 1.02 | 100 | 0 | 47 | 1 | 0 | 0 | 0 | 0 | 0 | 0 | 0 | 233 | 699 | 0 | 0 | 0 | 0 | 0 | 0 | 2 | 2000 | 0 | 2 | 200.1 | 3220 | GT (Gas Turbine) | dfo | 11 | KER (Kerosene) | 7915 | 7915-N01 | 7915 | N01
79 | 0 | 0 | 109.3 | -85.9 | 1.02 | 100 | 0 | 156.2 | 45 | 0 | 0 | 0 | 0 | 0 | 0 | 0 | 59.48 | 178.44 | 0 | 0 | 0 | 0 | 0 | 0 | 2 | 2500 | 0 | 2 | 31.5 | 660 | ST (Steam Turbine) | ng | 12 | NG (Natural Gas) | 2493 | 216743 | 2493 | 6
79 | 0 | 0 | 126 | -99 | 1.02 | 100 | 0 | 180 | 110 | 0 | 0 | 0 | 0 | 0 | 0 | 0 | 398.2 | 1194.6 | 0 | 0 | 0 | 0 | 0 | 0 | 2 | 2000 | 0 | 2 | 23.8825 | 1358.9826 | GT (Gas Turbine) | ng | 13 | NG (Natural Gas) | 2493 | 216592 | 2493 | 1
79 | 0 | 0 | 126 | -99 | 1.02 | 100 | 0 | 180 | 110 | 0 | 0 | 0 | 0 | 0 | 0 | 0 | 390 | 1170 | 0 | 0 | 0 | 0 | 0 | 0 | 2 | 2000 | 0 | 2 | 23.8137 | 1344.4825 | GT (Gas Turbine) | ng | 14 | NG (Natural Gas) | 2493 | 216623 | 2493 | 2
79 | 0 | 0 | 140 | -110 | 1.02 | 100 | 0 | 200 | 65 | 0 | 0 | 0 | 0 | 0 | 0 | 0 | 72.12 | 216.36 | 0 | 0 | 0 | 0 | 0 | 0 | 2 | 2500 | 0 | 2 | 31.5 | 660 | ST (Steam Turbine) | ng | 15 | NG (Natural Gas) | 2493 | 216773 | 2493 | 7
80 | 0 | 0 | 38.9 | -30.5 | 1.02 | 100 | 0 | 55.5 | 15 | 0 | 0 | 0 | 0 | 0 | 0 | 0 | 0 | 0 | 0 | 0 | 0 | 0 | 0 | 0 | 2 | 0 | 0 | 2 | 207 | 0 | ST (Steam Turbine) | wood | 1 | WDS (Wood/Wood Waste Solids) | 10464 | 10464-GEN1 | 10464 | GEN1
81 | 0 | 0.012878 | 20 | -20 | 1.0221 | 100 | 1 | 200 | 0 | 0 | 0 | 0 | 0 | 0 | 0 | 0 | 0 | 0 | 0 | 0 | 0 | 0 | 0 | 0 | 2 | 0 | 0 | 2 | 0 | 0 | proxy | import | X | import |  |  |  | PJM Tiffany
82 | 6.287 | 0.24559 | 24.2 | -19 | 1.02 | 100 | 1 | 34.5 | 0 | 0 | 0 | 0 | 0 | 0 | 0 | 0 | 0 | 0 | 0 | 0 | 0 | 0 | 0 | 0 | 2 | 0 | 0 | 2 | 0 | 0 | WT (Wind Turbine) | wind | 1 | WND (Wind) | 56594 | 56594-MU1 | 56594 | MU1
83 | 7.8878 | -4.4 | 5.6 | -4.4 | 1.02 | 100 | 1 | 8 | 4 | 0 | 0 | 0 | 0 | 0 | 0 | 0 | 5000 | 15000 | 0 | 0 | 0 | 0 | 0 | 0 | 2 | 0 | 0 | 2 | 0 | 0 | HY (Hydro) | hydro | 1 | WAT (Water) | 2610 | 259324 | 2610 | 1
83 | 7.8878 | -4.4 | 5.6 | -4.4 | 1.02 | 100 | 1 | 8 | 4 | 0 | 0 | 0 | 0 | 0 | 0 | 0 | 5000 | 15000 | 0 | 0 | 0 | 0 | 0 | 0 | 2 | 0 | 0 | 2 | 0 | 0 | HY (Hydro) | hydro | 2 | WAT (Water) | 2610 | 259355 | 2610 | 2
84 | 10.8457 | -1.8105 | 7.7 | -6.1 | 1.02 | 100 | 1 | 11 | 1 | 0 | 0 | 0 | 0 | 0 | 0 | 0 | 5000 | 15000 | 0 | 0 | 0 | 0 | 0 | 0 | 2 | 0 | 0 | 2 | 0 | 0 | HY (Hydro) | hydro | 1 | WAT (Water) | 6527 | 1689979 | 6527 | 1
84 | 10.8457 | -1.8105 | 7.7 | -6.1 | 1.02 | 100 | 1 | 11 | 1 | 0 | 0 | 0 | 0 | 0 | 0 | 0 | 5000 | 15000 | 0 | 0 | 0 | 0 | 0 | 0 | 2 | 0 | 0 | 2 | 0 | 0 | HY (Hydro) | hydro | 2 | WAT (Water) | 6527 | 1690010 | 6527 | 2
95 | 0 | 0 | 50.25 | -46.9 | 1.02 | 100 | 0 | 67 | 37 | 0 | 0 | 0 | 0 | 0 | 0 | 0 | 510 | 1530 | 0 | 0 | 0 | 0 | 0 | 0 | 2 | 600 | 0 | 2 | 23.34 | 900 | CC (Combined Cycle Generic) | ng | C1 | NG (Natural Gas) | 7784 | 7784_CC01 | 7784 | Allegany Cogen
116 | 0 | 0 | 33.4 | -26.2 | 1.02 | 100 | 0 | 47.7 | 42 | 0 | 0 | 0 | 0 | 0 | 0 | 0 | 235 | 705 | 0 | 0 | 0 | 0 | 0 | 0 | 2 | 2000 | 0 | 2 | 200.1 | 3220 | GT (Gas Turbine) | dfo | 1 | DFO (Distillate Fuel Oil) | 55600 | 55600-1 | 55600 | 1
125 | 0 | 0 | 1.4 | -1.1 | 1.02 | 100 | 0 | 2 | 0.1 | 0 | 0 | 0 | 0 | 0 | 0 | 0 | 4 | 12 | 0 | 0 | 0 | 0 | 0 | 0 | 2 | 500 | 0 | 2 | 207 | 0 | IC (Internal Combustion) | dfo | 1 | DFO (Distillate Fuel Oil) | 54592 | 54592-IC | 54592 | IC
125 | 0 | 0 | 76.575 | -71.47 | 1.02 | 100 | 0 | 102.1 | 76 | 0 | 0 | 0 | 0 | 0 | 0 | 0 | 780 | 2340 | 0 | 0 | 0 | 0 | 0 | 0 | 2 | 910 | 0 | 2 | 23.34 | 900 | CC (Combined Cycle Generic) | ng | C1 | NG (Natural Gas) | 54592 | 54592_CC1 | 54592 | Massena Energy Facility
127 | 708.879 | -56.8863 | 669.825 | -625.17 | 1.02 | 100 | 1 | 893.1 | 666.4 | 0 | 0 | 0 | 0 | 0 | 0 | 0 | 1200 | 3600 | 0 | 0 | 0 | 0 | 0 | 0 | 2 | 8883 | 0 | 2 | 24.0953 | 3740.6238 | CC (Combined Cycle Generic) | ng | C1 | NG (Natural Gas) | 2539 | 2539_CC1 | 2539 | Bethlehem Energy Center
128 | 610.1093 | -79.0966 | 429.8 | -337.7 | 1.02 | 100 | 1 | 614 | 461 | 0 | 0 | 0 | 0 | 0 | 0 | 0 | 15.106 | 45.318 | 0 | 0 | 0 | 0 | 0 | 0 | 2 | 50000 | 20000 | 2 | 2.5 | 250 | ST (Steam Turbine) | nuclear | 1 | NUC (Nuclear) | 6122 | 1542056 | 6122 | 1
150 | 0 | 0 | 0.7 | -0.6 | 1.02 | 100 | 0 | 1 | 0.3 | 0 | 0 | 0 | 0 | 0 | 0 | 0 | 2 | 6 | 0 | 0 | 0 | 0 | 0 | 0 | 2 | 500 | 0 | 2 | 207 | 0 | IC (Internal Combustion) | dfo | 1 | DFO (Distillate Fuel Oil) | 50368 | 50368-EDG1 | 50368 | EDG1
150 | 0 | 0 | 0.7 | -0.6 | 1.02 | 100 | 0 | 1 | 0.3 | 0 | 0 | 0 | 0 | 0 | 0 | 0 | 2 | 6 | 0 | 0 | 0 | 0 | 0 | 0 | 2 | 500 | 0 | 2 | 207 | 0 | IC (Internal Combustion) | dfo | 2 | DFO (Distillate Fuel Oil) | 50368 | 50368-EDG2 | 50368 | EDG2
150 | 0 | 0 | 12.6 | -11.76 | 1.02 | 100 | 0 | 16.8 | 8.2 | 0 | 0 | 0 | 0 | 0 | 0 | 0 | 140 | 420 | 0 | 0 | 0 | 0 | 0 | 0 | 2 | 163 | 0 | 2 | 23.34 | 900 | CC (Combined Cycle Generic) | ng | C1 | NG (Natural Gas) | 50368 | 50368_CT1 | 50368 | Cornell University Central Heat
150 | 0 | 0 | 15.525 | -14.49 | 1.02 | 100 | 0 | 20.7 | 8.4 | 0 | 0 | 0 | 0 | 0 | 0 | 0 | 170 | 510 | 0 | 0 | 0 | 0 | 0 | 0 | 2 | 202 | 0 | 2 | 23.34 | 900 | CC (Combined Cycle Generic) | ng | C2 | NG (Natural Gas) | 50368 | 50368_CT2 | 50368 | Cornell University Central Heat
161 | 6.287 | 0 | 14 | -11 | 1.02 | 100 | 1 | 20 | 0 | 0 | 0 | 0 | 0 | 0 | 0 | 0 | 0 | 0 | 0 | 0 | 0 | 0 | 0 | 0 | 2 | 0 | 0 | 2 | 0 | 0 | WT (Wind Turbine) | wind | 1 | WND (Wind) | 56575 | 56575-1 | 56575 | 1
178 | 0 | 0 | 77.025 | -71.89 | 1.02 | 100 | 0 | 102.7 | 45 | 0 | 0 | 0 | 0 | 0 | 0 | 0 | 540 | 1620 | 0 | 0 | 0 | 0 | 0 | 0 | 2 | 972 | 0 | 2 | 18.7106 | 104.0596 | CC (Combined Cycle Generic) | ng | C1 | NG (Natural Gas) | 10621 | 10621_CC01 | 10621 | CH Resources Syracuse
193 | 0 | 0 | 214.2 | -199.92 | 1.02 | 100 | 0 | 285.6 | 90 | 0 | 0 | 0 | 0 | 0 | 0 | 0 | 900 | 2700 | 0 | 0 | 0 | 0 | 0 | 0 | 2 | 2762 | 0 | 2 | 15.7222 | 1162.4145 | CC (Combined Cycle Generic) | ng | C1 | NG (Natural Gas) | 54574 | 54574_CA | 54574 | Saranac Facility
194 | 0 | 0 | 14 | -11 | 1.02 | 100 | 0 | 20 | 0 | 0 | 0 | 0 | 0 | 0 | 0 | 0 | 200 | 600 | 0 | 0 | 0 | 0 | 0 | 0 | 2 | 0 | 0 | 2 | 0 | 0 | BA (Energy Storage, Battery) | other | 1 | MWH (Electricity use for Energy Storage) | 62147 | 62147-KNY1 | 62147 | KNY1
199 | 0 | 0 | 5 | -4 | 1.02 | 100 | 0 | 7.2 | 1 | 0 | 0 | 0 | 0 | 0 | 0 | 0 | 2.88 | 8.64 | 0 | 0 | 0 | 0 | 0 | 0 | 2 | 2500 | 0 | 2 | 234.6 | 4876 | ST (Steam Turbine) | dfo | 1 | DFO (Distillate Fuel Oil) | 58157 | 58157-LP | 58157 | LP
199 | 0 | 0 | 12.7 | -10 | 1.02 | 100 | 0 | 18.2 | 2 | 0 | 0 | 0 | 0 | 0 | 0 | 0 | 10 | 30 | 0 | 0 | 0 | 0 | 0 | 0 | 2 | 2500 | 0 | 2 | 234.6 | 4876 | ST (Steam Turbine) | dfo | 2 | DFO (Distillate Fuel Oil) | 58157 | 58157-HP | 58157 | HP
212 | 0 | 0 | 0.6 | -0.4 | 1.02 | 100 | 0 | 0.8 | 0.6 | 0 | 0 | 0 | 0 | 0 | 0 | 0 | 0 | 0 | 0 | 0 | 0 | 0 | 0 | 0 | 2 | 0 | 0 | 2 | 22.5 | 0 | IC (Internal Combustion) | other | 1 | LFG (Landfill Gas) | 56250 | 56250-GEN1 | 56250 | GEN1
212 | 0 | 0 | 0.6 | -0.4 | 1.02 | 100 | 0 | 0.8 | 0.6 | 0 | 0 | 0 | 0 | 0 | 0 | 0 | 0 | 0 | 0 | 0 | 0 | 0 | 0 | 0 | 2 | 0 | 0 | 2 | 0 | 0 | IC (Internal Combustion) | other | 2 | LFG (Landfill Gas) | 56250 | 56250-GEN2 | 56250 | GEN2
212 | 0 | 0 | 0.6 | -0.4 | 1.02 | 100 | 0 | 0.8 | 0.6 | 0 | 0 | 0 | 0 | 0 | 0 | 0 | 0 | 0 | 0 | 0 | 0 | 0 | 0 | 0 | 2 | 0 | 0 | 2 | 207 | 0 | IC (Internal Combustion) | other | 3 | LFG (Landfill Gas) | 56250 | 56250-GEN3 | 56250 | GEN3
212 | 0 | 0 | 0.6 | -0.4 | 1.02 | 100 | 0 | 0.8 | 0.6 | 0 | 0 | 0 | 0 | 0 | 0 | 0 | 0 | 0 | 0 | 0 | 0 | 0 | 0 | 0 | 2 | 0 | 0 | 2 | 207 | 0 | IC (Internal Combustion) | other | 4 | LFG (Landfill Gas) | 56250 | 56250-GEN4 | 56250 | GEN4
212 | 0 | 0 | 0.6 | -0.4 | 1.02 | 100 | 0 | 0.8 | 0.6 | 0 | 0 | 0 | 0 | 0 | 0 | 0 | 0 | 0 | 0 | 0 | 0 | 0 | 0 | 0 | 2 | 0 | 0 | 2 | 0 | 0 | IC (Internal Combustion) | other | 5 | LFG (Landfill Gas) | 56250 | 56250-GEN5 | 56250 | GEN5
212 | 0 | 0 | 0.6 | -0.4 | 1.02 | 100 | 0 | 0.8 | 0.6 | 0 | 0 | 0 | 0 | 0 | 0 | 0 | 0 | 0 | 0 | 0 | 0 | 0 | 0 | 0 | 2 | 0 | 0 | 2 | 0 | 0 | IC (Internal Combustion) | other | 6 | LFG (Landfill Gas) | 56250 | 56250-GEN6 | 56250 | GEN6
212 | 0 | 0 | 0.6 | -0.4 | 1.02 | 100 | 0 | 0.8 | 0.6 | 0 | 0 | 0 | 0 | 0 | 0 | 0 | 0 | 0 | 0 | 0 | 0 | 0 | 0 | 0 | 2 | 0 | 0 | 2 | 0 | 0 | IC (Internal Combustion) | other | 7 | LFG (Landfill Gas) | 56250 | 56250-GEN7 | 56250 | GEN7
212 | 0 | 0 | 0.6 | -0.4 | 1.02 | 100 | 0 | 0.8 | 0.6 | 0 | 0 | 0 | 0 | 0 | 0 | 0 | 0 | 0 | 0 | 0 | 0 | 0 | 0 | 0 | 2 | 0 | 0 | 2 | 0 | 0 | IC (Internal Combustion) | other | 8 | LFG (Landfill Gas) | 56250 | 56250-GEN8 | 56250 | GEN8
212 | 0 | 0 | 1.1 | -0.9 | 1.02 | 100 | 0 | 1.6 | 0.8 | 0 | 0 | 0 | 0 | 0 | 0 | 0 | 0 | 0 | 0 | 0 | 0 | 0 | 0 | 0 | 2 | 0 | 0 | 2 | 0 | 0 | IC (Internal Combustion) | other | 9 | LFG (Landfill Gas) | 56250 | 56250-GEN10 | 56250 | GEN10
212 | 0 | 0 | 1.1 | -0.9 | 1.02 | 100 | 0 | 1.6 | 0.8 | 0 | 0 | 0 | 0 | 0 | 0 | 0 | 0 | 0 | 0 | 0 | 0 | 0 | 0 | 0 | 2 | 0 | 0 | 2 | 0 | 0 | IC (Internal Combustion) | other | 10 | LFG (Landfill Gas) | 56250 | 56250-GEN11 | 56250 | GEN11
212 | 0 | 0 | 1.1 | -0.9 | 1.02 | 100 | 0 | 1.6 | 0.8 | 0 | 0 | 0 | 0 | 0 | 0 | 0 | 0 | 0 | 0 | 0 | 0 | 0 | 0 | 0 | 2 | 0 | 0 | 2 | 0 | 0 | IC (Internal Combustion) | other | 11 | LFG (Landfill Gas) | 56250 | 56250-GEN9 | 56250 | GEN9
234 | 0 | 0 | 0.8 | -0.6 | 1.02 | 100 | 0 | 1.1 | 0.5 | 0 | 0 | 0 | 0 | 0 | 0 | 0 | 2 | 6 | 0 | 0 | 0 | 0 | 0 | 0 | 2 | 500 | 0 | 2 | 207 | 0 | IC (Internal Combustion) | dfo | 1 | DFO (Distillate Fuel Oil) | 54593 | 54593-GEN3 | 54593 | GEN3
234 | 0 | 0 | 49.65 | -46.34 | 1.02 | 100 | 0 | 66.2 | 48.8 | 0 | 0 | 0 | 0 | 0 | 0 | 0 | 510 | 1530 | 0 | 0 | 0 | 0 | 0 | 0 | 2 | 591 | 0 | 2 | 22.876 | 301.0394 | CC (Combined Cycle Generic) | ng | C1 | NG (Natural Gas) | 54593 | 54593_CC01 | 54593 | Batavia Power Plant
250 | 0 | 0 | 0.3 | -0.2 | 1.02 | 100 | 0 | 0.4 | 0.1 | 0 | 0 | 0 | 0 | 0 | 0 | 0 | 5000 | 15000 | 0 | 0 | 0 | 0 | 0 | 0 | 2 | 0 | 0 | 2 | 0 | 0 | HY (Hydro) | hydro | 1 | WAT (Water) | 10025 | 10025-KPR1 | 10025 | KPR1
250 | 0 | 0 | 2.1 | -1.7 | 1.02 | 100 | 0 | 3 | 0.4 | 0 | 0 | 0 | 0 | 0 | 0 | 0 | 0.0572 | 0.1716 | 0 | 0 | 0 | 0 | 0 | 0 | 2 | 5000 | 1000 | 2 | 40 | 2400 | ST (Steam Turbine) | coal | 2 | BIT (Bituminous Coal) | 10025 | 10025-75TG | 10025 | 75TG
250 | 0 | 0 | 8.8 | -6.9 | 1.02 | 100 | 0 | 12.5 | 4 | 0 | 0 | 0 | 0 | 0 | 0 | 0 | 0.325 | 0.975 | 0 | 0 | 0 | 0 | 0 | 0 | 2 | 5000 | 1000 | 2 | 40 | 2400 | ST (Steam Turbine) | coal | 3 | BIT (Bituminous Coal) | 10025 | 10025-22TG | 10025 | 22TG
250 | 12.6204 | 6.6618 | 9 | -7 | 1.02 | 100 | 1 | 12.8 | 0 | 0 | 0 | 0 | 0 | 0 | 0 | 0 | 5000 | 15000 | 0 | 0 | 0 | 0 | 0 | 0 | 2 | 0 | 0 | 2 | 0 | 0 | HY (Hydro) | hydro | 4 | WAT (Water) | 2641 | 270678 | 2641 | 2
250 | 12.6204 | 6.6618 | 9 | -7 | 1.02 | 100 | 1 | 12.8 | 0 | 0 | 0 | 0 | 0 | 0 | 0 | 0 | 5000 | 15000 | 0 | 0 | 0 | 0 | 0 | 0 | 2 | 0 | 0 | 2 | 0 | 0 | HY (Hydro) | hydro | 5 | WAT (Water) | 2641 | 2641-HY1 | 2641 | HY1
250 | 0 | 0 | 10.5 | -8.3 | 1.02 | 100 | 0 | 15 | 4 | 0 | 0 | 0 | 0 | 0 | 0 | 0 | 0.39 | 1.17 | 0 | 0 | 0 | 0 | 0 | 0 | 2 | 5000 | 1000 | 2 | 40 | 2400 | ST (Steam Turbine) | coal | 6 | BIT (Bituminous Coal) | 10025 | 10025-17TG | 10025 | 17TG
250 | 17.7475 | 6.6618 | 12.6 | -9.9 | 1.02 | 100 | 1 | 18 | 0 | 0 | 0 | 0 | 0 | 0 | 0 | 0 | 5000 | 15000 | 0 | 0 | 0 | 0 | 0 | 0 | 2 | 0 | 0 | 2 | 0 | 0 | HY (Hydro) | hydro | 7 | WAT (Water) | 2641 | 2641-HY3 | 2641 | HY3
250 | 0 | 0 | 17.9 | -14.1 | 1.02 | 100 | 0 | 25.6 | 5 | 0 | 0 | 0 | 0 | 0 | 0 | 0 | 0.6656 | 1.9968 | 0 | 0 | 0 | 0 | 0 | 0 | 2 | 5000 | 1000 | 2 | 40 | 2400 | ST (Steam Turbine) | coal | 8 | BIT (Bituminous Coal) | 10025 | 10025-41TG | 10025 | 41TG
250 | 0 | 0 | 17.9 | -14.1 | 1.02 | 100 | 0 | 25.6 | 5 | 0 | 0 | 0 | 0 | 0 | 0 | 0 | 0.6656 | 1.9968 | 0 | 0 | 0 | 0 | 0 | 0 | 2 | 5000 | 1000 | 2 | 40 | 2400 | ST (Steam Turbine) | coal | 9 | BIT (Bituminous Coal) | 10025 | 10025-42TG | 10025 | 42TG
250 | 0 | 0 | 17.9 | -14.1 | 1.02 | 100 | 0 | 25.6 | 5 | 0 | 0 | 0 | 0 | 0 | 0 | 0 | 0.6656 | 1.9968 | 0 | 0 | 0 | 0 | 0 | 0 | 2 | 5000 | 1000 | 2 | 40 | 2400 | ST (Steam Turbine) | coal | 10 | BIT (Bituminous Coal) | 10025 | 10025-43TG | 10025 | 43TG
250 | 0 | 0 | 17.9 | -14.1 | 1.02 | 100 | 0 | 25.6 | 5 | 0 | 0 | 0 | 0 | 0 | 0 | 0 | 0.6656 | 1.9968 | 0 | 0 | 0 | 0 | 0 | 0 | 2 | 5000 | 1000 | 2 | 40 | 2400 | ST (Steam Turbine) | coal | 11 | BIT (Bituminous Coal) | 10025 | 10025-44TG | 10025 | 44TG
284 | 0 | 0 | 17.5 | -13.8 | 1.02 | 100 | 0 | 25 | 3 | 0 | 0 | 0 | 0 | 0 | 0 | 0 | 0 | 0 | 0 | 0 | 0 | 0 | 0 | 0 | 2 | 0 | 0 | 2 | 2.5 | 250 | ST (Steam Turbine) | other | 1 | MSW (Municipal Solid Waste) | 50472 | 50472-GEN1 | 50472 | GEN1
284 | 0 | 0 | 17.5 | -13.8 | 1.02 | 100 | 0 | 25 | 3 | 0 | 0 | 0 | 0 | 0 | 0 | 0 | 0 | 0 | 0 | 0 | 0 | 0 | 0 | 0 | 2 | 0 | 0 | 2 | 0 | 0 | ST (Steam Turbine) | other | 2 | MSW (Municipal Solid Waste) | 50472 | 50472-GEN2 | 50472 | GEN2
317 | 0 | 0 | 44.925 | -41.93 | 1.02 | 100 | 0 | 59.9 | 40 | 0 | 0 | 0 | 0 | 0 | 0 | 0 | 490 | 1470 | 0 | 0 | 0 | 0 | 0 | 0 | 2 | 578 | 0 | 2 | 31.5687 | 329.5379 | CC (Combined Cycle Generic) | ng | C1 | NG (Natural Gas) | 50451 | 50451_CC1 | 50451 | Indeck Yerkes Energy Center
339 | 0 | 0 | 27.7 | -21.7 | 1.02 | 100 | 0 | 39.5 | 3.5 | 0 | 0 | 0 | 0 | 0 | 0 | 0 | 0 | 0 | 0 | 0 | 0 | 0 | 0 | 0 | 2 | 0 | 0 | 2 | 2.5 | 250 | ST (Steam Turbine) | other | 1 | MSW (Municipal Solid Waste) | 50662 | 50662-GEN1 | 50662 | GEN1
357 | 877.7029 | -13.6944 | 618.3 | -485.8 | 1.02 | 100 | 1 | 883.3 | 662 | 0 | 0 | 0 | 0 | 0 | 0 | 0 | 22.2014 | 66.6042 | 0 | 0 | 0 | 0 | 0 | 0 | 2 | 50000 | 20000 | 2 | 0 | 0 | ST (Steam Turbine) | nuclear | 1 | NUC (Nuclear) | 6110 | 1537673 | 6110 | 1
358 | 542.5344 | -24.6172 | 407.175 | -380.03 | 1.02 | 100 | 1 | 542.9 | 225 | 0 | 0 | 0 | 0 | 0 | 0 | 0 | 900 | 2700 | 0 | 0 | 0 | 0 | 0 | 0 | 2 | 5655 | 0 | 2 | 14.1255 | 1735.5567 | CC (Combined Cycle Generic) | ng | C3 | NG (Natural Gas) | 54547 | 54547_BLK1 | 54547 | Sithe Independence Station
358 | 543.2 | -24.6172 | 407.4 | -380.24 | 1.02 | 100 | 1 | 543.2 | 225 | 0 | 0 | 0 | 0 | 0 | 0 | 0 | 900 | 2700 | 0 | 0 | 0 | 0 | 0 | 0 | 2 | 5655 | 0 | 2 | 15.6715 | 1114.5311 | CC (Combined Cycle Generic) | ng | C4 | NG (Natural Gas) | 54547 | 54547_BLK2 | 54547 | Sithe Independence Station
368 | 6 | 16.404 | 21 | -16.5 | 1.02 | 100 | 1 | 30 | 0.1 | 0 | 0 | 0 | 0 | 0 | 0 | 0 | 0 | 0 | 0 | 0 | 0 | 0 | 0 | 0 | 2 | 0 | 0 | 2 | 0 | 0 | WT (Wind Turbine) | wind | 1 | WND (Wind) | 55790 | 55790-1 | 55790 | 1
378 | 3.9439 | 0.21412 | 2.8 | -2.2 | 1.02 | 100 | 1 | 4 | 2.8 | 0 | 0 | 0 | 0 | 0 | 0 | 0 | 5000 | 15000 | 0 | 0 | 0 | 0 | 0 | 0 | 2 | 0 | 0 | 2 | 0 | 0 | HY (Hydro) | hydro | 1 | WAT (Water) | 2552 | 238140 | 2552 | 1
378 | 3.9439 | 0.21412 | 2.8 | -2.2 | 1.02 | 100 | 1 | 4 | 2.8 | 0 | 0 | 0 | 0 | 0 | 0 | 0 | 5000 | 15000 | 0 | 0 | 0 | 0 | 0 | 0 | 2 | 0 | 0 | 2 | 0 | 0 | HY (Hydro) | hydro | 2 | WAT (Water) | 2552 | 238171 | 2552 | 2
378 | 3.9439 | 0.21412 | 2.8 | -2.2 | 1.02 | 100 | 1 | 4 | 2.8 | 0 | 0 | 0 | 0 | 0 | 0 | 0 | 5000 | 15000 | 0 | 0 | 0 | 0 | 0 | 0 | 2 | 0 | 0 | 2 | 0 | 0 | HY (Hydro) | hydro | 3 | WAT (Water) | 2552 | 238200 | 2552 | 3
381 | 0 | 0 | 0.8 | -0.6 | 1.02 | 100 | 0 | 1.1 | 0.2 | 0 | 0 | 0 | 0 | 0 | 0 | 0 | 2.2 | 6.6 | 0 | 0 | 0 | 0 | 0 | 0 | 2 | 500 | 0 | 2 | 207 | 0 | IC (Internal Combustion) | dfo | 1 | DFO (Distillate Fuel Oil) | 50744 | 50744-GEN3 | 50744 | GEN3
381 | 0 | 0 | 48.15 | -44.94 | 1.02 | 100 | 0 | 64.2 | 47 | 0 | 0 | 0 | 0 | 0 | 0 | 0 | 540 | 1620 | 0 | 0 | 0 | 0 | 0 | 0 | 2 | 641 | 0 | 2 | 22.0011 | 261.5423 | CC (Combined Cycle Generic) | ng | C1 | NG (Natural Gas) | 50744 | 50744_CC1 | 50744 | Sterling Power Plant
395 | 6.287 | -14.7817 | 23.1 | -18.2 | 1.02 | 100 | 1 | 33 | 0.3 | 0 | 0 | 0 | 0 | 0 | 0 | 0 | 0 | 0 | 0 | 0 | 0 | 0 | 0 | 0 | 2 | 0 | 0 | 2 | 0 | 0 | WT (Wind Turbine) | wind | 1 | WND (Wind) | 56290 | 56290-2 | 56290 | 2
395 | 7.3 | -14.7817 | 42.7 | -33.6 | 1.02 | 100 | 1 | 61 | 0.5 | 0 | 0 | 0 | 0 | 0 | 0 | 0 | 0 | 0 | 0 | 0 | 0 | 0 | 0 | 0 | 2 | 0 | 0 | 2 | 0 | 0 | WT (Wind Turbine) | wind | 2 | WND (Wind) | 56290 | 56290-1A | 56290 | 1A
395 | 12.5739 | -14.7817 | 63.7 | -50.1 | 1.02 | 100 | 1 | 91 | 0.7 | 0 | 0 | 0 | 0 | 0 | 0 | 0 | 0 | 0 | 0 | 0 | 0 | 0 | 0 | 0 | 2 | 0 | 0 | 2 | 0 | 0 | WT (Wind Turbine) | wind | 3 | WND (Wind) | 56290 | 56290-3 | 56290 | 3
395 | 14 | -14.7817 | 95.9 | -75.4 | 1.02 | 100 | 1 | 137 | 1.1 | 0 | 0 | 0 | 0 | 0 | 0 | 0 | 0 | 0 | 0 | 0 | 0 | 0 | 0 | 0 | 2 | 0 | 0 | 2 | 0 | 0 | WT (Wind Turbine) | wind | 4 | WND (Wind) | 56290 | 56290-1 | 56290 | 1
399 | 6.287 | 5.5711 | 51.8 | -40.7 | 1.02 | 100 | 1 | 74 | 0 | 0 | 0 | 0 | 0 | 0 | 0 | 0 | 0 | 0 | 0 | 0 | 0 | 0 | 0 | 0 | 2 | 0 | 0 | 2 | 0 | 0 | WT (Wind Turbine) | wind | 1 | WND (Wind) | 57287 | 57287-1 | 57287 | 1
405 | 25.6352 | -4.7173 | 18.2 | -14.3 | 1.02 | 100 | 1 | 26 | 1 | 0 | 0 | 0 | 0 | 0 | 0 | 0 | 5000 | 15000 | 0 | 0 | 0 | 0 | 0 | 0 | 2 | 0 | 0 | 2 | 0 | 0 | HY (Hydro) | hydro | 1 | WAT (Water) | 2613 | 260420 | 2613 | 1
406 | 14.7895 | -4.4791 | 10.5 | -8.3 | 1.02 | 100 | 1 | 15 | 1 | 0 | 0 | 0 | 0 | 0 | 0 | 0 | 5000 | 15000 | 0 | 0 | 0 | 0 | 0 | 0 | 2 | 0 | 0 | 2 | 0 | 0 | HY (Hydro) | hydro | 1 | WAT (Water) | 2547 | 236314 | 2547 | 1
407 | 24.6492 | -4.695 | 17.5 | -13.8 | 1.02 | 100 | 1 | 25 | 1 | 0 | 0 | 0 | 0 | 0 | 0 | 0 | 5000 | 15000 | 0 | 0 | 0 | 0 | 0 | 0 | 2 | 0 | 0 | 2 | 0 | 0 | HY (Hydro) | hydro | 1 | WAT (Water) | 2600 | 255672 | 2600 | 1
408 | 23.6633 | -4.4435 | 16.8 | -13.2 | 1.02 | 100 | 1 | 24 | 1 | 0 | 0 | 0 | 0 | 0 | 0 | 0 | 5000 | 15000 | 0 | 0 | 0 | 0 | 0 | 0 | 2 | 0 | 0 | 2 | 0 | 0 | HY (Hydro) | hydro | 1 | WAT (Water) | 2562 | 241793 | 2562 | 1
409 | 20.7054 | -3.1616 | 14.7 | -11.6 | 1.02 | 100 | 1 | 21 | 1 | 0 | 0 | 0 | 0 | 0 | 0 | 0 | 5000 | 15000 | 0 | 0 | 0 | 0 | 0 | 0 | 2 | 0 | 0 | 2 | 0 | 0 | HY (Hydro) | hydro | 1 | WAT (Water) | 2611 | 259689 | 2611 | 1
463 | 1.2818 | -0.66269 | 0.9 | -0.7 | 1.02 | 100 | 1 | 1.3 | 0.2 | 0 | 0 | 0 | 0 | 0 | 0 | 0 | 5000 | 15000 | 0 | 0 | 0 | 0 | 0 | 0 | 2 | 0 | 0 | 2 | 0 | 0 | HY (Hydro) | hydro | 1 | WAT (Water) | 2609 | 259110 | 2609 | 6
463 | 6.9018 | -0.66269 | 4.9 | -3.9 | 1.02 | 100 | 1 | 7 | 1 | 0 | 0 | 0 | 0 | 0 | 0 | 0 | 5000 | 15000 | 0 | 0 | 0 | 0 | 0 | 0 | 2 | 0 | 0 | 2 | 0 | 0 | HY (Hydro) | hydro | 2 | WAT (Water) | 2609 | 258959 | 2609 | 1
463 | 6.9018 | -0.66269 | 4.9 | -3.9 | 1.02 | 100 | 1 | 7 | 1 | 0 | 0 | 0 | 0 | 0 | 0 | 0 | 5000 | 15000 | 0 | 0 | 0 | 0 | 0 | 0 | 2 | 0 | 0 | 2 | 0 | 0 | HY (Hydro) | hydro | 3 | WAT (Water) | 2609 | 258990 | 2609 | 2
463 | 6.9018 | -0.66269 | 4.9 | -3.9 | 1.02 | 100 | 1 | 7 | 1 | 0 | 0 | 0 | 0 | 0 | 0 | 0 | 5000 | 15000 | 0 | 0 | 0 | 0 | 0 | 0 | 2 | 0 | 0 | 2 | 0 | 0 | HY (Hydro) | hydro | 4 | WAT (Water) | 2609 | 259018 | 2609 | 3
463 | 6.9018 | -0.66269 | 4.9 | -3.9 | 1.02 | 100 | 1 | 7 | 1 | 0 | 0 | 0 | 0 | 0 | 0 | 0 | 5000 | 15000 | 0 | 0 | 0 | 0 | 0 | 0 | 2 | 0 | 0 | 2 | 0 | 0 | HY (Hydro) | hydro | 5 | WAT (Water) | 2609 | 259049 | 2609 | 4
463 | 6.9018 | -0.66269 | 4.9 | -3.9 | 1.02 | 100 | 1 | 7 | 1 | 0 | 0 | 0 | 0 | 0 | 0 | 0 | 5000 | 15000 | 0 | 0 | 0 | 0 | 0 | 0 | 2 | 0 | 0 | 2 | 0 | 0 | HY (Hydro) | hydro | 6 | WAT (Water) | 2609 | 259079 | 2609 | 5
469 | 0 | 0 | 10.1 | -7.9 | 1.02 | 100 | 0 | 14.4 | 2 | 0 | 0 | 0 | 0 | 0 | 0 | 0 | 0 | 0 | 0 | 0 | 0 | 0 | 0 | 0 | 2 | 0 | 0 | 2 | 0 | 0 | ST (Steam Turbine) | other | 1 | MSW (Municipal Solid Waste) | 10503 | 10503-GEN1 | 10503 | GEN1
474 | 8.8737 | 3.3563 | 6.3 | -5 | 1.02 | 100 | 1 | 9 | 4 | 0 | 0 | 0 | 0 | 0 | 0 | 0 | 5000 | 15000 | 0 | 0 | 0 | 0 | 0 | 0 | 2 | 0 | 0 | 2 | 0 | 0 | HY (Hydro) | hydro | 1 | WAT (Water) | 2612 | 260267 | 2612 | 8
474 | 46.3406 | 3.3563 | 32.9 | -25.9 | 1.02 | 100 | 1 | 47 | 8 | 0 | 0 | 0 | 0 | 0 | 0 | 0 | 5000 | 15000 | 0 | 0 | 0 | 0 | 0 | 0 | 2 | 0 | 0 | 2 | 0 | 0 | HY (Hydro) | hydro | 2 | WAT (Water) | 2612 | 260298 | 2612 | 9
492 | 0 | 0 | 29.5 | -23.2 | 1.02 | 100 | 0 | 42.1 | 2 | 0 | 0 | 0 | 0 | 0 | 0 | 0 | 15.6 | 46.8 | 0 | 0 | 0 | 0 | 0 | 0 | 2 | 2500 | 0 | 2 | 234.6 | 4876 | ST (Steam Turbine) | dfo | 1 | DFO (Distillate Fuel Oil) | 54099 | 54099-GEN1 | 54099 | GEN1
508 | 0 | 0 | 80.4 | -75.04 | 1.02 | 100 | 0 | 107.2 | 56 | 0 | 0 | 0 | 0 | 0 | 0 | 0 | 300 | 900 | 0 | 0 | 0 | 0 | 0 | 0 | 2 | 1055 | 0 | 2 | 22.4164 | 189.4071 | CC (Combined Cycle Generic) | ng | C1 | NG (Natural Gas) | 10725 | 10725_F801 | 10725 | Selkirk Cogen
508 | 338.3335 | -24.786 | 254.1 | -237.16 | 1.02 | 100 | 1 | 338.8 | 101 | 0 | 0 | 0 | 0 | 0 | 0 | 0 | 300 | 900 | 0 | 0 | 0 | 0 | 0 | 0 | 2 | 3331 | 0 | 2 | 26.742 | -287.1382 | CC (Combined Cycle Generic) | ng | C2 | NG (Natural Gas) | 10725 | 10725_F802 | 10725 | Selkirk Cogen
526 | 17.7475 | -2.9855 | 12.6 | -9.9 | 1.02 | 100 | 1 | 18 | 1 | 0 | 0 | 0 | 0 | 0 | 0 | 0 | 5000 | 15000 | 0 | 0 | 0 | 0 | 0 | 0 | 2 | 0 | 0 | 2 | 0 | 0 | HY (Hydro) | hydro | 1 | WAT (Water) | 2627 | 2627-GRHM | 2627 | GRHM
535 | 0 | 0 | 29.3 | -23 | 1.02 | 100 | 0 | 41.9 | 5 | 0 | 0 | 0 | 0 | 0 | 0 | 0 | 200 | 600 | 0 | 0 | 0 | 0 | 0 | 0 | 2 | 2000 | 0 | 2 | 200.1 | 3220 | GT (Gas Turbine) | dfo | 1 | DFO (Distillate Fuel Oil) | 2632 | 2632-SHOE | 2632 | SHOE
535 | 770 | -61.2163 | 577.5 | -539 | 1.02 | 100 | 1 | 770 | 386 | 0 | 0 | 0 | 0 | 0 | 0 | 0 | 900 | 2700 | 0 | 0 | 0 | 0 | 0 | 0 | 2 | 7554 | 0 | 2 | 23.34 | 900 | CC (Combined Cycle Generic) | ng | C1 | NG (Natural Gas) | 56940 | 56940_G921 | 56940 | CPV Valley Energy Center
546 | 0 | 0 | 32.6 | -25.6 | 1.02 | 100 | 0 | 46.5 | 5 | 0 | 0 | 0 | 0 | 0 | 0 | 0 | 219 | 657 | 0 | 0 | 0 | 0 | 0 | 0 | 2 | 2000 | 0 | 2 | 200.1 | 3220 | GT (Gas Turbine) | dfo | 1 | DFO (Distillate Fuel Oil) | 2628 | 2628-GEN1 | 2628 | GEN1
547 | 0 | 0 | 0.1 | -0.1 | 1.02 | 100 | 0 | 0.2 | 0.1 | 0 | 0 | 0 | 0 | 0 | 0 | 0 | 0.5 | 1.5 | 0 | 0 | 0 | 0 | 0 | 0 | 2 | 500 | 0 | 2 | 207 | 0 | IC (Internal Combustion) | dfo | 1 | DFO (Distillate Fuel Oil) | 62423 | 62423-778NG | 62423 | 778NG
547 | 0 | 0 | 0.3 | -0.2 | 1.02 | 100 | 0 | 0.4 | 0.3 | 0 | 0 | 0 | 0 | 0 | 0 | 0 | 1 | 3 | 0 | 0 | 0 | 0 | 0 | 0 | 2 | 500 | 0 | 2 | 207 | 0 | IC (Internal Combustion) | dfo | 2 | DFO (Distillate Fuel Oil) | 62423 | 62423-777NG | 62423 | 777NG
547 | 0 | 0 | 0.6 | -0.4 | 1.02 | 100 | 0 | 0.8 | 0.2 | 0 | 0 | 0 | 0 | 0 | 0 | 0 | 2 | 6 | 0 | 0 | 0 | 0 | 0 | 0 | 2 | 500 | 0 | 2 | 207 | 0 | IC (Internal Combustion) | dfo | 3 | DFO (Distillate Fuel Oil) | 62423 | 62423-771NG | 62423 | 771NG
547 | 0 | 0 | 0.7 | -0.6 | 1.02 | 100 | 0 | 1 | 0.1 | 0 | 0 | 0 | 0 | 0 | 0 | 0 | 2 | 6 | 0 | 0 | 0 | 0 | 0 | 0 | 2 | 500 | 0 | 2 | 207 | 0 | IC (Internal Combustion) | dfo | 4 | DFO (Distillate Fuel Oil) | 62423 | 62423-735G2 | 62423 | 735G2
547 | 0 | 0 | 0.7 | -0.6 | 1.02 | 100 | 0 | 1 | 0.3 | 0 | 0 | 0 | 0 | 0 | 0 | 0 | 2 | 6 | 0 | 0 | 0 | 0 | 0 | 0 | 2 | 500 | 0 | 2 | 207 | 0 | IC (Internal Combustion) | dfo | 5 | DFO (Distillate Fuel Oil) | 62423 | 62423-777G1 | 62423 | 777G1
547 | 0 | 0 | 0.7 | -0.6 | 1.02 | 100 | 0 | 1 | 0.2 | 0 | 0 | 0 | 0 | 0 | 0 | 0 | 2 | 6 | 0 | 0 | 0 | 0 | 0 | 0 | 2 | 500 | 0 | 2 | 207 | 0 | IC (Internal Combustion) | dfo | 6 | DFO (Distillate Fuel Oil) | 62423 | 62423-785G1 | 62423 | 785G1
547 | 0 | 0 | 1.1 | -0.8 | 1.02 | 100 | 0 | 1.5 | 0.1 | 0 | 0 | 0 | 0 | 0 | 0 | 0 | 3 | 9 | 0 | 0 | 0 | 0 | 0 | 0 | 2 | 500 | 0 | 2 | 207 | 0 | IC (Internal Combustion) | dfo | 7 | DFO (Distillate Fuel Oil) | 62423 | 62423-735G1 | 62423 | 735G1
547 | 0 | 0 | 1.1 | -0.8 | 1.02 | 100 | 0 | 1.5 | 0.1 | 0 | 0 | 0 | 0 | 0 | 0 | 0 | 3 | 9 | 0 | 0 | 0 | 0 | 0 | 0 | 2 | 500 | 0 | 2 | 207 | 0 | IC (Internal Combustion) | dfo | 8 | DFO (Distillate Fuel Oil) | 62423 | 62423-745G1 | 62423 | 745G1
547 | 0 | 0 | 1.1 | -0.8 | 1.02 | 100 | 0 | 1.5 | 0.3 | 0 | 0 | 0 | 0 | 0 | 0 | 0 | 3 | 9 | 0 | 0 | 0 | 0 | 0 | 0 | 2 | 500 | 0 | 2 | 207 | 0 | IC (Internal Combustion) | dfo | 9 | DFO (Distillate Fuel Oil) | 62423 | 62423-745G2 | 62423 | 745G2
547 | 0 | 0 | 1.4 | -1.1 | 1.02 | 100 | 0 | 2 | 0.3 | 0 | 0 | 0 | 0 | 0 | 0 | 0 | 4 | 12 | 0 | 0 | 0 | 0 | 0 | 0 | 2 | 500 | 0 | 2 | 207 | 0 | IC (Internal Combustion) | dfo | 10 | DFO (Distillate Fuel Oil) | 62423 | 62423-795G1 | 62423 | 795G1
547 | 0 | 0 | 1.4 | -1.1 | 1.02 | 100 | 0 | 2 | 0.3 | 0 | 0 | 0 | 0 | 0 | 0 | 0 | 4 | 12 | 0 | 0 | 0 | 0 | 0 | 0 | 2 | 500 | 0 | 2 | 207 | 0 | IC (Internal Combustion) | dfo | 11 | DFO (Distillate Fuel Oil) | 62423 | 62423-795G2 | 62423 | 795G2
547 | 0 | 0 | 1.8 | -1.4 | 1.02 | 100 | 0 | 2.5 | 0.3 | 0 | 0 | 0 | 0 | 0 | 0 | 0 | 5 | 15 | 0 | 0 | 0 | 0 | 0 | 0 | 2 | 500 | 0 | 2 | 207 | 0 | IC (Internal Combustion) | dfo | 12 | DFO (Distillate Fuel Oil) | 62423 | 62423-765G1 | 62423 | 765G1
552 | 0 | 0 | 11.2 | -8.8 | 1.01 | 100 | 0 | 16 | 10.6 | 0 | 0 | 0 | 0 | 0 | 0 | 0 | 83 | 249 | 0 | 0 | 0 | 0 | 0 | 0 | 2 | 500 | 0 | 2 | 200.1 | 3220 | GT (Gas Turbine) | dfo | 1 | DFO (Distillate Fuel Oil) | 2517 | 2517-GT1 | 2517 | GT1
552 | 0 | 0 | 37.1 | -29.2 | 1.01 | 100 | 0 | 53 | 37 | 0 | 0 | 0 | 0 | 0 | 0 | 0 | 233.5 | 700.5 | 0 | 0 | 0 | 0 | 0 | 0 | 2 | 2000 | 0 | 2 | 31.5 | 120 | GT (Gas Turbine) | ng | 2 | NG (Natural Gas) | 2517 | 2517-GT2 | 2517 | GT2
552 | 0 | 0 | 37.1 | -29.2 | 1.01 | 100 | 0 | 53 | 37 | 0 | 0 | 0 | 0 | 0 | 0 | 0 | 235.5 | 706.5 | 0 | 0 | 0 | 0 | 0 | 0 | 2 | 2000 | 0 | 2 | 31.5 | 120 | GT (Gas Turbine) | ng | 3 | NG (Natural Gas) | 2517 | 2517-GT3 | 2517 | GT3
552 | 0 | 0 | 131.6 | -103.4 | 1.01 | 100 | 0 | 188 | 15 | 0 | 0 | 0 | 0 | 0 | 0 | 0 | 75.68 | 227.04 | 0 | 0 | 0 | 0 | 0 | 0 | 2 | 2500 | 0 | 2 | 30.4168 | 264.4898 | ST (Steam Turbine) | ng | 4 | NG (Natural Gas) | 2517 | 225416 | 2517 | 3
552 | 0 | 0 | 131.6 | -103.4 | 1.01 | 100 | 0 | 188 | 15 | 0 | 0 | 0 | 0 | 0 | 0 | 0 | 77.88 | 233.64 | 0 | 0 | 0 | 0 | 0 | 0 | 2 | 2500 | 0 | 2 | 28.5469 | 418.8216 | ST (Steam Turbine) | ng | 5 | NG (Natural Gas) | 2517 | 225447 | 2517 | 4
554 | 0 | 0 | 261.675 | -244.23 | 1.01 | 100 | 0 | 348.9 | 230 | 0 | 0 | 0 | 0 | 0 | 0 | 0 | 600 | 1800 | 0 | 0 | 0 | 0 | 0 | 0 | 2 | 3859 | 0 | 2 | 21.9085 | -366.8198 | CC (Combined Cycle Generic) | ng | C1 | NG (Natural Gas) | 56234 | 56234_CC01 | 56234 | Caithness Long Island Energy Center
556 | 528 | 0 | 396 | -369.6 | 1.02 | 100 | 1 | 528 | 203 | 0 | 0 | 0 | 0 | 0 | 0 | 0 | 900 | 2700 | 0 | 0 | 0 | 0 | 0 | 0 | 2 | 5810 | 0 | 2 | 18.7217 | 1340.3794 | CC (Combined Cycle Generic) | ng | C1 | NG (Natural Gas) | 56196 | 56196_CC1 | 56196 | 500MW CC
557 | 0 | 0 | 29.3 | -23 | 1.02 | 100 | 0 | 41.9 | 18.6 | 0 | 0 | 0 | 0 | 0 | 0 | 0 | 227.5 | 682.5 | 0 | 0 | 0 | 0 | 0 | 0 | 2 | 2000 | 0 | 2 | 31.5 | 120 | GT (Gas Turbine) | ng | 1 | NG (Natural Gas) | 55243 | 19483193 | 55243 | 44622
557 | 0 | 0 | 29.3 | -23 | 1.02 | 100 | 0 | 41.9 | 18.6 | 0 | 0 | 0 | 0 | 0 | 0 | 0 | 224 | 672 | 0 | 0 | 0 | 0 | 0 | 0 | 2 | 2000 | 0 | 2 | 31.5 | 120 | GT (Gas Turbine) | ng | 2 | NG (Natural Gas) | 55243 | 19483223 | 55243 | 44652
557 | 0 | 0 | 29.3 | -23 | 1.02 | 100 | 0 | 41.9 | 18.6 | 0 | 0 | 0 | 0 | 0 | 0 | 0 | 233 | 699 | 0 | 0 | 0 | 0 | 0 | 0 | 2 | 2000 | 0 | 2 | 31.5 | 120 | GT (Gas Turbine) | ng | 3 | NG (Natural Gas) | 55243 | 19483195 | 55243 | 44624
557 | 0 | 0 | 29.3 | -23 | 1.02 | 100 | 0 | 41.9 | 18.6 | 0 | 0 | 0 | 0 | 0 | 0 | 0 | 226 | 678 | 0 | 0 | 0 | 0 | 0 | 0 | 2 | 2000 | 0 | 2 | 31.5 | 120 | GT (Gas Turbine) | ng | 4 | NG (Natural Gas) | 55243 | 19483194 | 55243 | 44623
557 | 0 | 0 | 29.3 | -23 | 1.02 | 100 | 0 | 41.9 | 18.6 | 0 | 0 | 0 | 0 | 0 | 0 | 0 | 229 | 687 | 0 | 0 | 0 | 0 | 0 | 0 | 2 | 2000 | 0 | 2 | 31.5 | 120 | GT (Gas Turbine) | ng | 5 | NG (Natural Gas) | 55243 | 19483165 | 55243 | 44594
557 | 0 | 0 | 29.3 | -23 | 1.02 | 100 | 0 | 41.9 | 18.6 | 0 | 0 | 0 | 0 | 0 | 0 | 0 | 235 | 705 | 0 | 0 | 0 | 0 | 0 | 0 | 2 | 2000 | 0 | 2 | 29.4 | 112 | GT (Gas Turbine) | ng | 6 | NG (Natural Gas) | 55243 | 19483166 | 55243 | 44595
557 | 0 | 0 | 29.3 | -23 | 1.02 | 100 | 0 | 41.9 | 18.6 | 0 | 0 | 0 | 0 | 0 | 0 | 0 | 220 | 660 | 0 | 0 | 0 | 0 | 0 | 0 | 2 | 2000 | 0 | 2 | 29.4 | 112 | GT (Gas Turbine) | ng | 7 | NG (Natural Gas) | 55243 | 19483226 | 55243 | 44655
557 | 0 | 0 | 29.3 | -23 | 1.02 | 100 | 0 | 41.9 | 18.6 | 0 | 0 | 0 | 0 | 0 | 0 | 0 | 233 | 699 | 0 | 0 | 0 | 0 | 0 | 0 | 2 | 2000 | 0 | 2 | 29.4 | 112 | GT (Gas Turbine) | ng | 8 | NG (Natural Gas) | 55243 | 19483167 | 55243 | 44596
557 | 0 | 0 | 29.3 | -23 | 1.02 | 100 | 0 | 41.9 | 18.6 | 0 | 0 | 0 | 0 | 0 | 0 | 0 | 222.5 | 667.5 | 0 | 0 | 0 | 0 | 0 | 0 | 2 | 2000 | 0 | 2 | 29.4 | 112 | GT (Gas Turbine) | ng | 9 | NG (Natural Gas) | 55243 | 19483192 | 55243 | 44621
557 | 0 | 0 | 29.3 | -23 | 1.02 | 100 | 0 | 41.9 | 18.6 | 0 | 0 | 0 | 0 | 0 | 0 | 0 | 223 | 669 | 0 | 0 | 0 | 0 | 0 | 0 | 2 | 2000 | 0 | 2 | 29.4 | 112 | GT (Gas Turbine) | ng | 10 | NG (Natural Gas) | 55243 | 19483225 | 55243 | 44654
557 | 0 | 0 | 29.3 | -23 | 1.02 | 100 | 0 | 41.9 | 18.6 | 0 | 0 | 0 | 0 | 0 | 0 | 0 | 214 | 642 | 0 | 0 | 0 | 0 | 0 | 0 | 2 | 2000 | 0 | 2 | 29.4 | 112 | GT (Gas Turbine) | ng | 11 | NG (Natural Gas) | 55243 | 19483224 | 55243 | 44653
557 | 0 | 0 | 29.3 | -23 | 1.02 | 100 | 0 | 41.9 | 18.6 | 0 | 0 | 0 | 0 | 0 | 0 | 0 | 230 | 690 | 0 | 0 | 0 | 0 | 0 | 0 | 2 | 2000 | 0 | 2 | 29.4 | 112 | GT (Gas Turbine) | ng | 12 | NG (Natural Gas) | 55243 | 19483164 | 55243 | 44593
562 | 12 | 2.9144 | 150.5 | -118.3 | 1.02 | 100 | 1 | 215 | 1.5 | 0 | 0 | 0 | 0 | 0 | 0 | 0 | 0 | 0 | 0 | 0 | 0 | 0 | 0 | 0 | 2 | 0 | 0 | 2 | 0 | 0 | WT (Wind Turbine) | wind | 1 | WND (Wind) | 56857 | 56857-GEN1 | 56857 | GEN1
563 | 0 | 0 | 54 | -50.4 | 1.02 | 100 | 0 | 72 | 50 | 0 | 0 | 0 | 0 | 0 | 0 | 0 | 300 | 900 | 0 | 0 | 0 | 0 | 0 | 0 | 2 | 788 | 0 | 2 | 28.3888 | -179.7337 | CC (Combined Cycle Generic) | ng | C1 | NG (Natural Gas) | 10190 | 10190_CCCC | 10190 | Castleton Energy Center
564 | 0 | 0 | 13 | -10.2 | 1.01 | 100 | 0 | 18.6 | 12 | 0 | 0 | 0 | 0 | 0 | 0 | 0 | 98.5 | 295.5 | 0 | 0 | 0 | 0 | 0 | 0 | 2 | 500 | 0 | 2 | 200.1 | 3220 | GT (Gas Turbine) | dfo | 1 | DFO (Distillate Fuel Oil) | 2518 | 2518-GT2 | 2518 | GT2
564 | 0 | 0 | 37 | -29.1 | 1.01 | 100 | 0 | 52.9 | 39.4 | 0 | 0 | 0 | 0 | 0 | 0 | 0 | 325 | 975 | 0 | 0 | 0 | 0 | 0 | 0 | 2 | 500 | 0 | 2 | 200.1 | 3220 | GT (Gas Turbine) | dfo | 2 | DFO (Distillate Fuel Oil) | 2518 | 2518-GT1 | 2518 | GT1
565 | 0 | 0 | 41.8 | -32.8 | 1.02 | 100 | 0 | 59.7 | 7 | 0 | 0 | 0 | 0 | 0 | 0 | 0 | 0 | 0 | 0 | 0 | 0 | 0 | 0 | 0 | 2 | 0 | 0 | 2 | 2.5 | 250 | ST (Steam Turbine) | other | 1 | MSW (Municipal Solid Waste) | 50882 | 50882-GEN1 | 50882 | GEN1
569 | 0 | 0 | 0.3 | -0.2 | 1.01 | 100 | 0 | 0.4 | 0.4 | 0 | 0 | 0 | 0 | 0 | 0 | 0 | 0.8 | 2.4 | 0 | 0 | 0 | 0 | 0 | 0 | 2 | 500 | 0 | 2 | 207 | 0 | IC (Internal Combustion) | dfo | 1 | DFO (Distillate Fuel Oil) | 50292 | 50292-GEN4 | 50292 | GEN4
569 | 0 | 0 | 42 | -33 | 1.01 | 100 | 0 | 60 | 35 | 0 | 0 | 0 | 0 | 0 | 0 | 0 | 248 | 744 | 0 | 0 | 0 | 0 | 0 | 0 | 2 | 2000 | 0 | 2 | 31.5 | 120 | GT (Gas Turbine) | ng | 6 | NG (Natural Gas) | 50292 | 50292-GEN5 | 50292 | GEN5
569 | 0 | 0 | 62.7 | -58.52 | 1.01 | 100 | 0 | 83.6 | 35 | 0 | 0 | 0 | 0 | 0 | 0 | 0 | 500 | 1500 | 0 | 0 | 0 | 0 | 0 | 0 | 2 | 590 | 0 | 2 | 14.9295 | 216.1807 | CC (Combined Cycle Generic) | ng | C1 | NG (Natural Gas) | 50292 | 50292_G602 | 50292 | Bethpage Power Plant
569 | 0 | 0 | 72 | -67.2 | 1.01 | 100 | 0 | 96 | 40 | 0 | 0 | 0 | 0 | 0 | 0 | 0 | 720 | 2160 | 0 | 0 | 0 | 0 | 0 | 0 | 2 | 840 | 0 | 2 | 27.8025 | -125.0079 | CC (Combined Cycle Generic) | ng | C2 | NG (Natural Gas) | 50292 | 50292_G603 | 50292 | Bethpage Power Plant
570 | 0 | 0 | 90.9 | -84.84 | 1.02 | 100 | 0 | 121.2 | 66 | 0 | 0 | 0 | 0 | 0 | 0 | 0 | 1070 | 3210 | 0 | 0 | 0 | 0 | 0 | 0 | 2 | 1259 | 0 | 2 | 24.6326 | 452.0949 | CC (Combined Cycle Generic) | ng | C1 | NG (Natural Gas) | 54114 | 54114_CC1 | 54114 | Kennedy International Airport Cogen
571 | 0 | 0 | 12.6 | -9.9 | 1.02 | 100 | 0 | 18 | 1 | 0 | 0 | 0 | 0 | 0 | 0 | 0 | 75 | 225 | 0 | 0 | 0 | 0 | 0 | 0 | 2 | 2000 | 0 | 2 | 31.5 | 120 | GT (Gas Turbine) | ng | 1 | NG (Natural Gas) | 2490 | 2490-GT1 | 2490 | GT1
571 | 170.9504 | 36.6714 | 239.4 | -188.1 | 1.02 | 100 | 1 | 342 | 90 | 0 | 0 | 0 | 0 | 0 | 0 | 0 | 136.64 | 409.92 | 0 | 0 | 0 | 0 | 0 | 0 | 2 | 2500 | 0 | 2 | 31.5 | 660 | ST (Steam Turbine) | ng | 2 | NG (Natural Gas) | 2490 | 215527 | 2490 | 2
571 | 535.5 | 36.6714 | 374.9 | -294.5 | 1.02 | 100 | 1 | 535.5 | 150 | 0 | 0 | 0 | 0 | 0 | 0 | 0 | 208.92 | 626.76 | 0 | 0 | 0 | 0 | 0 | 0 | 2 | 2500 | 0 | 2 | 31.5 | 660 | ST (Steam Turbine) | ng | 3 | NG (Natural Gas) | 2490 | 215555 | 2490 | 3
571 | 0 | 36.6714 | 9900 | -9900 | 1.02 | 100 | 1 | 200 | 0 | 0 | 0 | 0 | 0 | 0 | 0 | 0 | 0 | 0 | 0 | 0 | 0 | 0 | 0 | 0 | 2 | 0 | 0 | 2 | 0 | 0 | proxy | import | x | import |  |  |  | Linden VFT
573 | 3.5495 | -2 | 2.5 | -2 | 1.02 | 100 | 1 | 3.6 | 0.5 | 0 | 0 | 0 | 0 | 0 | 0 | 0 | 5000 | 15000 | 0 | 0 | 0 | 0 | 0 | 0 | 2 | 0 | 0 | 2 | 0 | 0 | HY (Hydro) | hydro | 1 | WAT (Water) | 50512 | 50512-GEN3 | 50512 | GEN3
573 | 14.2966 | -2.8297 | 10.2 | -8 | 1.02 | 100 | 1 | 14.5 | 2.2 | 0 | 0 | 0 | 0 | 0 | 0 | 0 | 5000 | 15000 | 0 | 0 | 0 | 0 | 0 | 0 | 2 | 0 | 0 | 2 | 0 | 0 | HY (Hydro) | hydro | 2 | WAT (Water) | 50512 | 50512-GEN1 | 50512 | GEN1
573 | 14.2966 | -2.8297 | 10.2 | -8 | 1.02 | 100 | 1 | 14.5 | 2.2 | 0 | 0 | 0 | 0 | 0 | 0 | 0 | 5000 | 15000 | 0 | 0 | 0 | 0 | 0 | 0 | 2 | 0 | 0 | 2 | 0 | 0 | HY (Hydro) | hydro | 3 | WAT (Water) | 50512 | 50512-GEN2 | 50512 | GEN2
575 | 4.9298 | 3.5 | 3.5 | -2.8 | 1.02 | 100 | 1 | 5 | 2.8 | 0 | 0 | 0 | 0 | 0 | 0 | 0 | 5000 | 15000 | 0 | 0 | 0 | 0 | 0 | 0 | 2 | 0 | 0 | 2 | 0 | 0 | HY (Hydro) | hydro | 1 | WAT (Water) | 2569 | 244350 | 2569 | 1
575 | 4.9298 | 3.5 | 3.5 | -2.8 | 1.02 | 100 | 1 | 5 | 2.8 | 0 | 0 | 0 | 0 | 0 | 0 | 0 | 5000 | 15000 | 0 | 0 | 0 | 0 | 0 | 0 | 2 | 0 | 0 | 2 | 0 | 0 | HY (Hydro) | hydro | 2 | WAT (Water) | 2569 | 244381 | 2569 | 2
577 | 0 | 0 | 11.9 | -9.4 | 1.01 | 100 | 0 | 17 | 1 | 0 | 0 | 0 | 0 | 0 | 0 | 0 | 0 | 0 | 0 | 0 | 0 | 0 | 0 | 0 | 2 | 0 | 0 | 2 | 0 | 0 | ST (Steam Turbine) | other | 1 | MSW (Municipal Solid Waste) | 50649 | 50649-GEN1 | 50649 | GEN1
577 | 0 | 0 | 61.5 | -57.4 | 1.01 | 100 | 0 | 82 | 45 | 0 | 0 | 0 | 0 | 0 | 0 | 0 | 660 | 1980 | 0 | 0 | 0 | 0 | 0 | 0 | 2 | 771 | 0 | 2 | 28.0831 | 138.0684 | CC (Combined Cycle Generic) | ng | C1 | NG (Natural Gas) | 56188 | 56188_CC1 | 56188 | Pinelawn Power LLC
579 | 0 | 0 | 18.8 | -14.8 | 1.02 | 100 | 0 | 26.9 | 5 | 0 | 0 | 0 | 0 | 0 | 0 | 0 | 10 | 30 | 0 | 0 | 0 | 0 | 0 | 0 | 2 | 2500 | 0 | 2 | 234.6 | 4876 | ST (Steam Turbine) | dfo | 1 | DFO (Distillate Fuel Oil) | 10803 | 10803-GEN3 | 10803 | GEN3
580 | 0 | 335.2707 | 9900 | -9900 | 1.03 | 100 | 1 | 200 | 0 | 0 | 0 | 0 | 0 | 0 | 0 | 0 | 0 | 0 | 0 | 0 | 0 | 0 | 0 | 0 | 2 | 0 | 0 | 2 | 0 | 0 | proxy | import | x | import
589 | 0 | 0 | 55 | -43.2 | 1.01 | 100 | 0 | 78.6 | 24 | 0 | 0 | 0 | 0 | 0 | 0 | 0 | 0 | 0 | 0 | 0 | 0 | 0 | 0 | 0 | 2 | 0 | 0 | 2 | 0 | 0 | ST (Steam Turbine) | other | 3 | MSW (Municipal Solid Waste) | 10642 | 10642-GEN1 | 10642 | GEN1
589 | 0 | 0 | 41.25 | -38.5 | 1.01 | 100 | 0 | 55 | 37.8 | 0 | 0 | 0 | 0 | 0 | 0 | 0 | 480 | 1440 | 0 | 0 | 0 | 0 | 0 | 0 | 2 | 570 | 0 | 2 | 26.9183 | 312.2412 | CC (Combined Cycle Generic) | ng | C1 | NG (Natural Gas) | 52056 | 52056_CC1 | 52056 | Nassau Energy Corp
595 | 0 | 0 | 32.9 | -25.9 | 1.02 | 100 | 0 | 47 | 1 | 0 | 0 | 0 | 0 | 0 | 0 | 0 | 199.5 | 598.5 | 0 | 0 | 0 | 0 | 0 | 0 | 2 | 2000 | 0 | 2 | 18.9183 | 487.0583 | GT (Gas Turbine) | ng | 1 | NG (Natural Gas) | 7913 | 7913-HG01 | 7913 | HG01
595 | 0 | 0 | 32.9 | -25.9 | 1.02 | 100 | 0 | 47 | 1 | 0 | 0 | 0 | 0 | 0 | 0 | 0 | 200 | 600 | 0 | 0 | 0 | 0 | 0 | 0 | 2 | 2000 | 0 | 2 | 23.1215 | 347.813 | GT (Gas Turbine) | ng | 2 | NG (Natural Gas) | 7913 | 7913-HG02 | 7913 | HG02
595 | 0 | 0 | 32.9 | -25.9 | 1.02 | 100 | 0 | 47 | 1 | 0 | 0 | 0 | 0 | 0 | 0 | 0 | 199.5 | 598.5 | 0 | 0 | 0 | 0 | 0 | 0 | 2 | 2000 | 0 | 2 | 31.5 | 120 | GT (Gas Turbine) | ng | 3 | NG (Natural Gas) | 7914 | 7914-HR01 | 7914 | HR01
595 | 0 | 0 | 32.9 | -25.9 | 1.02 | 100 | 0 | 47 | 1 | 0 | 0 | 0 | 0 | 0 | 0 | 0 | 200 | 600 | 0 | 0 | 0 | 0 | 0 | 0 | 2 | 2000 | 0 | 2 | 20.4661 | 440.5846 | GT (Gas Turbine) | ng | 4 | NG (Natural Gas) | 7914 | 7914-HR02 | 7914 | HR02
596 | 0 | 0 | 1.2 | -0.9 | 1.02 | 100 | 0 | 1.7 | 0.3 | 0 | 0 | 0 | 0 | 0 | 0 | 0 | 3 | 9 | 0 | 0 | 0 | 0 | 0 | 0 | 2 | 500 | 0 | 2 | 207 | 0 | IC (Internal Combustion) | dfo | 1 | DFO (Distillate Fuel Oil) | 52168 | 52168-U0007 | 52168 | U0007
596 | 0 | 0 | 9 | -7.1 | 1.02 | 100 | 0 | 12.9 | 10.3 | 0 | 0 | 0 | 0 | 0 | 0 | 0 | 63 | 189 | 0 | 0 | 0 | 0 | 0 | 0 | 2 | 2000 | 0 | 2 | 200.1 | 3220 | GT (Gas Turbine) | dfo | 2 | DFO (Distillate Fuel Oil) | 52168 | 52168-GEN3 | 52168 | GEN3
596 | 0 | 0 | 9 | -7.1 | 1.02 | 100 | 0 | 12.9 | 10.3 | 0 | 0 | 0 | 0 | 0 | 0 | 0 | 63 | 189 | 0 | 0 | 0 | 0 | 0 | 0 | 2 | 2000 | 0 | 2 | 200.1 | 3220 | GT (Gas Turbine) | dfo | 3 | DFO (Distillate Fuel Oil) | 52168 | 52168-GEN4 | 52168 | GEN4
596 | 0 | 0 | 11.2 | -8.8 | 1.02 | 100 | 0 | 16 | 3 | 0 | 0 | 0 | 0 | 0 | 0 | 0 | 10 | 30 | 0 | 0 | 0 | 0 | 0 | 0 | 2 | 2500 | 0 | 2 | 234.6 | 4876 | ST (Steam Turbine) | dfo | 4 | DFO (Distillate Fuel Oil) | 52168 | 52168-GEN2 | 52168 | GEN2
600 | 0 | 0 | 0.1 | -0.1 | 1.02 | 100 | 0 | 0.1 | 0 | 0 | 0 | 0 | 0 | 0 | 0 | 0 | 0.2 | 0.6 | 0 | 0 | 0 | 0 | 0 | 0 | 2 | 500 | 0 | 2 | 27 | 0 | IC (Internal Combustion) | ng | 1 | NG (Natural Gas) | 61026 | 61026-GARG | 61026 | GARG
600 | 0 | 0 | 0.1 | -0.1 | 1.02 | 100 | 0 | 0.2 | 0.1 | 0 | 0 | 0 | 0 | 0 | 0 | 0 | 0.4 | 1.2 | 0 | 0 | 0 | 0 | 0 | 0 | 2 | 500 | 0 | 2 | 27 | 0 | IC (Internal Combustion) | ng | 2 | NG (Natural Gas) | 58507 | 58507-EMG07 | 58507 | EMG07
600 | 0 | 0 | 0.1 | -0.1 | 1.02 | 100 | 0 | 0.2 | 0.1 | 0 | 0 | 0 | 0 | 0 | 0 | 0 | 0.4 | 1.2 | 0 | 0 | 0 | 0 | 0 | 0 | 2 | 500 | 0 | 2 | 27 | 0 | IC (Internal Combustion) | ng | 3 | NG (Natural Gas) | 58507 | 58507-EMG08 | 58507 | EMG08
600 | 0 | 0 | 0.2 | -0.2 | 1.02 | 100 | 0 | 0.3 | 0.1 | 0 | 0 | 0 | 0 | 0 | 0 | 0 | 0.6 | 1.8 | 0 | 0 | 0 | 0 | 0 | 0 | 2 | 500 | 0 | 2 | 27 | 0 | IC (Internal Combustion) | ng | 4 | NG (Natural Gas) | 58507 | 58507-EMG06 | 58507 | EMG06
600 | 0 | 0 | 0.4 | -0.3 | 1.02 | 100 | 0 | 0.5 | 0.1 | 0 | 0 | 0 | 0 | 0 | 0 | 0 | 1 | 3 | 0 | 0 | 0 | 0 | 0 | 0 | 2 | 500 | 0 | 2 | 25.2 | 0 | IC (Internal Combustion) | ng | 5 | NG (Natural Gas) | 58507 | 58507-EMG04 | 58507 | EMG04
600 | 0 | 0 | 0.4 | -0.3 | 1.02 | 100 | 0 | 0.5 | 0.1 | 0 | 0 | 0 | 0 | 0 | 0 | 0 | 1 | 3 | 0 | 0 | 0 | 0 | 0 | 0 | 2 | 500 | 0 | 2 | 25.2 | 0 | IC (Internal Combustion) | ng | 6 | NG (Natural Gas) | 58507 | 58507-EMG05 | 58507 | EMG05
600 | 0 | 0 | 0.4 | -0.3 | 1.02 | 100 | 0 | 0.6 | 0.1 | 0 | 0 | 0 | 0 | 0 | 0 | 0 | 1.2 | 3.6 | 0 | 0 | 0 | 0 | 0 | 0 | 2 | 500 | 0 | 2 | 25.2 | 0 | IC (Internal Combustion) | ng | 7 | NG (Natural Gas) | 58507 | 58507-EMG02 | 58507 | EMG02
600 | 0 | 0 | 0.4 | -0.3 | 1.02 | 100 | 0 | 0.6 | 0.1 | 0 | 0 | 0 | 0 | 0 | 0 | 0 | 1.2 | 3.6 | 0 | 0 | 0 | 0 | 0 | 0 | 2 | 500 | 0 | 2 | 25.2 | 0 | IC (Internal Combustion) | ng | 8 | NG (Natural Gas) | 58507 | 58507-EMG03 | 58507 | EMG03
600 | 0 | 0 | 0.7 | -0.6 | 1.02 | 100 | 0 | 1 | 0.1 | 0 | 0 | 0 | 0 | 0 | 0 | 0 | 2 | 6 | 0 | 0 | 0 | 0 | 0 | 0 | 2 | 500 | 0 | 2 | 25.2 | 0 | IC (Internal Combustion) | ng | 9 | NG (Natural Gas) | 58507 | 58507-EMG01 | 58507 | EMG01
600 | 0 | 0 | 1 | -0.8 | 1.02 | 100 | 0 | 1.4 | 0.1 | 0 | 0 | 0 | 0 | 0 | 0 | 0 | 2.8 | 8.4 | 0 | 0 | 0 | 0 | 0 | 0 | 2 | 500 | 0 | 2 | 25.2 | 0 | IC (Internal Combustion) | ng | 10 | NG (Natural Gas) | 61026 | 61026-MHB2 | 61026 | MHB2
600 | 0 | 0 | 1 | -0.8 | 1.02 | 100 | 0 | 1.4 | 0.1 | 0 | 0 | 0 | 0 | 0 | 0 | 0 | 2.8 | 8.4 | 0 | 0 | 0 | 0 | 0 | 0 | 2 | 500 | 0 | 2 | 25.2 | 0 | IC (Internal Combustion) | ng | 11 | NG (Natural Gas) | 61026 | 61026-MHB3 | 61026 | MHB3
600 | 0 | 0 | 1.1 | -0.8 | 1.02 | 100 | 0 | 1.5 | 0.2 | 0 | 0 | 0 | 0 | 0 | 0 | 0 | 3 | 9 | 0 | 0 | 0 | 0 | 0 | 0 | 2 | 500 | 0 | 2 | 27 | 0 | IC (Internal Combustion) | ng | 12 | NG (Natural Gas) | 61026 | 61026-MHB4 | 61026 | MHB4
600 | 0 | 0 | 1.1 | -0.8 | 1.02 | 100 | 0 | 1.5 | 0.2 | 0 | 0 | 0 | 0 | 0 | 0 | 0 | 3 | 9 | 0 | 0 | 0 | 0 | 0 | 0 | 2 | 500 | 0 | 2 | 25.2 | 0 | IC (Internal Combustion) | ng | 13 | NG (Natural Gas) | 61026 | 61026-MHB5 | 61026 | MHB5
600 | 0 | 0 | 1.1 | -0.9 | 1.02 | 100 | 0 | 1.6 | 1.2 | 0 | 0 | 0 | 0 | 0 | 0 | 0 | 3 | 9 | 0 | 0 | 0 | 0 | 0 | 0 | 2 | 500 | 0 | 2 | 27 | 0 | IC (Internal Combustion) | ng | 14 | NG (Natural Gas) | 58507 | 58507-S0001 | 58507 | S0001
600 | 0 | 0 | 1.1 | -0.9 | 1.02 | 100 | 0 | 1.6 | 1.2 | 0 | 0 | 0 | 0 | 0 | 0 | 0 | 3 | 9 | 0 | 0 | 0 | 0 | 0 | 0 | 2 | 500 | 0 | 2 | 25.2 | 0 | IC (Internal Combustion) | ng | 15 | NG (Natural Gas) | 58507 | 58507-S0002 | 58507 | S0002
600 | 0 | 0 | 1.1 | -0.9 | 1.02 | 100 | 0 | 1.6 | 1.2 | 0 | 0 | 0 | 0 | 0 | 0 | 0 | 3 | 9 | 0 | 0 | 0 | 0 | 0 | 0 | 2 | 500 | 0 | 2 | 207 | 0 | IC (Internal Combustion) | dfo | 16 | DFO (Distillate Fuel Oil) | 58507 | 58507-S0003 | 58507 | S0003
600 | 0 | 0 | 1.4 | -1.1 | 1.02 | 100 | 0 | 2 | 0.2 | 0 | 0 | 0 | 0 | 0 | 0 | 0 | 4 | 12 | 0 | 0 | 0 | 0 | 0 | 0 | 2 | 500 | 0 | 2 | 25.2 | 0 | IC (Internal Combustion) | ng | 17 | NG (Natural Gas) | 61026 | 61026-CHNY1 | 61026 | CHNY1
600 | 0 | 0 | 1.4 | -1.1 | 1.02 | 100 | 0 | 2 | 0.2 | 0 | 0 | 0 | 0 | 0 | 0 | 0 | 4 | 12 | 0 | 0 | 0 | 0 | 0 | 0 | 2 | 500 | 0 | 2 | 207 | 0 | IC (Internal Combustion) | dfo | 18 | DFO (Distillate Fuel Oil) | 61026 | 61026-CHNY2 | 61026 | CHNY2
600 | 0 | 0 | 1.4 | -1.1 | 1.02 | 100 | 0 | 2 | 0.1 | 0 | 0 | 0 | 0 | 0 | 0 | 0 | 4 | 12 | 0 | 0 | 0 | 0 | 0 | 0 | 2 | 500 | 0 | 2 | 27 | 0 | IC (Internal Combustion) | ng | 19 | NG (Natural Gas) | 58507 | 58507-EMG09 | 58507 | EMG09
600 | 0 | 0 | 1.4 | -1.1 | 1.02 | 100 | 0 | 2 | 0.1 | 0 | 0 | 0 | 0 | 0 | 0 | 0 | 4 | 12 | 0 | 0 | 0 | 0 | 0 | 0 | 2 | 500 | 0 | 2 | 25.2 | 0 | IC (Internal Combustion) | ng | 20 | NG (Natural Gas) | 58507 | 58507-EMG10 | 58507 | EMG10
600 | 0 | 0 | 1.4 | -1.1 | 1.02 | 100 | 0 | 2 | 0.2 | 0 | 0 | 0 | 0 | 0 | 0 | 0 | 4 | 12 | 0 | 0 | 0 | 0 | 0 | 0 | 2 | 500 | 0 | 2 | 25.2 | 0 | IC (Internal Combustion) | ng | 21 | NG (Natural Gas) | 61026 | 61026-MHB1 | 61026 | MHB1
600 | 0 | 0 | 3.7 | -2.9 | 1.02 | 100 | 0 | 5.3 | 3.5 | 0 | 0 | 0 | 0 | 0 | 0 | 0 | 24 | 72 | 0 | 0 | 0 | 0 | 0 | 0 | 2 | 2000 | 0 | 2 | 200.1 | 3220 | GT (Gas Turbine) | dfo | 22 | DFO (Distillate Fuel Oil) | 58507 | 58507-ES006 | 58507 | ES006
601 | 0 | 0 | 1.4 | -1.1 | 1.02 | 100 | 0 | 2 | 0.6 | 0 | 0 | 0 | 0 | 0 | 0 | 0 | 4 | 12 | 0 | 0 | 0 | 0 | 0 | 0 | 2 | 500 | 0 | 2 | 25.2 | 0 | IC (Internal Combustion) | ng | 1 | NG (Natural Gas) | 61414 | 61414-GEN1 | 61414 | GEN1
601 | 0 | 0 | 1.4 | -1.1 | 1.02 | 100 | 0 | 2 | 0.6 | 0 | 0 | 0 | 0 | 0 | 0 | 0 | 4 | 12 | 0 | 0 | 0 | 0 | 0 | 0 | 2 | 500 | 0 | 2 | 207 | 0 | IC (Internal Combustion) | dfo | 2 | KER (Kerosene) | 61414 | 61414-GEN2 | 61414 | GEN2
601 | 0 | 0 | 1.4 | -1.1 | 1.02 | 100 | 0 | 2 | 0.6 | 0 | 0 | 0 | 0 | 0 | 0 | 0 | 4 | 12 | 0 | 0 | 0 | 0 | 0 | 0 | 2 | 500 | 0 | 2 | 207 | 0 | IC (Internal Combustion) | dfo | 3 | KER (Kerosene) | 61414 | 61414-GEN3 | 61414 | GEN3
601 | 0 | 0 | 1.4 | -1.1 | 1.02 | 100 | 0 | 2 | 0.6 | 0 | 0 | 0 | 0 | 0 | 0 | 0 | 4 | 12 | 0 | 0 | 0 | 0 | 0 | 0 | 2 | 500 | 0 | 2 | 25.2 | 0 | IC (Internal Combustion) | ng | 4 | NG (Natural Gas) | 61414 | 61414-GEN4 | 61414 | GEN4
601 | 0 | 0 | 1.4 | -1.1 | 1.02 | 100 | 0 | 2 | 0.6 | 0 | 0 | 0 | 0 | 0 | 0 | 0 | 4 | 12 | 0 | 0 | 0 | 0 | 0 | 0 | 2 | 500 | 0 | 2 | 207 | 0 | IC (Internal Combustion) | dfo | 5 | DFO (Distillate Fuel Oil) | 61414 | 61414-GEN5 | 61414 | GEN5
601 | 0 | 0 | 1.4 | -1.1 | 1.02 | 100 | 0 | 2 | 0.6 | 0 | 0 | 0 | 0 | 0 | 0 | 0 | 4 | 12 | 0 | 0 | 0 | 0 | 0 | 0 | 2 | 500 | 0 | 2 | 207 | 0 | IC (Internal Combustion) | dfo | 6 | KER (Kerosene) | 61414 | 61414-GEN6 | 61414 | GEN6
609 | 0 | 0 | 39.7 | -31.2 | 1.01 | 100 | 0 | 56.7 | 37.6 | 0 | 0 | 0 | 0 | 0 | 0 | 0 | 310.5 | 931.5 | 0 | 0 | 0 | 0 | 0 | 0 | 2 | 500 | 0 | 2 | 200.1 | 3220 | GT (Gas Turbine) | dfo | 2 | DFO (Distillate Fuel Oil) | 8007 | 2230538 | 8007 | 1
609 | 0 | 0 | 39.7 | -31.2 | 1.01 | 100 | 0 | 56.7 | 35.1 | 0 | 0 | 0 | 0 | 0 | 0 | 0 | 306.5 | 919.5 | 0 | 0 | 0 | 0 | 0 | 0 | 2 | 500 | 0 | 2 | 29.4 | 112 | GT (Gas Turbine) | ng | 3 | NG (Natural Gas) | 8007 | 2230569 | 8007 | 2
609 | 0 | 0 | 39.7 | -31.2 | 1.01 | 100 | 0 | 56.7 | 35.8 | 0 | 0 | 0 | 0 | 0 | 0 | 0 | 324 | 972 | 0 | 0 | 0 | 0 | 0 | 0 | 2 | 500 | 0 | 2 | 200.1 | 3220 | GT (Gas Turbine) | dfo | 4 | DFO (Distillate Fuel Oil) | 8007 | 2230597 | 8007 | 3
609 | 0 | 0 | 39.7 | -31.2 | 1.01 | 100 | 0 | 56.7 | 35.9 | 0 | 0 | 0 | 0 | 0 | 0 | 0 | 321.5 | 964.5 | 0 | 0 | 0 | 0 | 0 | 0 | 2 | 500 | 0 | 2 | 200.1 | 3220 | GT (Gas Turbine) | dfo | 5 | DFO (Distillate Fuel Oil) | 8007 | 2230628 | 8007 | 4
609 | 0 | 0 | 39.7 | -31.2 | 1.01 | 100 | 0 | 56.7 | 40.3 | 0 | 0 | 0 | 0 | 0 | 0 | 0 | 325 | 975 | 0 | 0 | 0 | 0 | 0 | 0 | 2 | 500 | 0 | 2 | 31.5 | 120 | GT (Gas Turbine) | ng | 6 | NG (Natural Gas) | 8007 | 2230658 | 8007 | 5
609 | 0 | 0 | 39.7 | -31.2 | 1.01 | 100 | 0 | 56.7 | 38.5 | 0 | 0 | 0 | 0 | 0 | 0 | 0 | 327 | 981 | 0 | 0 | 0 | 0 | 0 | 0 | 2 | 500 | 0 | 2 | 200.1 | 3220 | GT (Gas Turbine) | dfo | 7 | DFO (Distillate Fuel Oil) | 8007 | 2230689 | 8007 | 6
609 | 0 | 0 | 39.7 | -31.2 | 1.01 | 100 | 0 | 56.7 | 36.8 | 0 | 0 | 0 | 0 | 0 | 0 | 0 | 324 | 972 | 0 | 0 | 0 | 0 | 0 | 0 | 2 | 500 | 0 | 2 | 31.5 | 120 | GT (Gas Turbine) | ng | 8 | NG (Natural Gas) | 8007 | 2230719 | 8007 | 7
609 | 0 | 0 | 39.7 | -31.2 | 1.01 | 100 | 0 | 56.7 | 41.8 | 0 | 0 | 0 | 0 | 0 | 0 | 0 | 334 | 1002 | 0 | 0 | 0 | 0 | 0 | 0 | 2 | 500 | 0 | 2 | 31.5 | 120 | GT (Gas Turbine) | ng | 9 | NG (Natural Gas) | 8007 | 2230750 | 8007 | 8
609 | 0 | 0 | 39.7 | -31.2 | 1.01 | 100 | 0 | 56.7 | 40.4 | 0 | 0 | 0 | 0 | 0 | 0 | 0 | 345.5 | 1036.5 | 0 | 0 | 0 | 0 | 0 | 0 | 2 | 500 | 0 | 2 | 31.5 | 120 | GT (Gas Turbine) | ng | 10 | NG (Natural Gas) | 8007 | 2230781 | 8007 | 9
609 | 0 | 0 | 39.7 | -31.2 | 1.01 | 100 | 0 | 56.7 | 40.1 | 0 | 0 | 0 | 0 | 0 | 0 | 0 | 328 | 984 | 0 | 0 | 0 | 0 | 0 | 0 | 2 | 500 | 0 | 2 | 31.5 | 120 | GT (Gas Turbine) | ng | 11 | NG (Natural Gas) | 8007 | 2230811 | 8007 | 10
609 | 0 | 0 | 123 | -114.8 | 1.01 | 100 | 0 | 164 | 2 | 0 | 0 | 0 | 0 | 0 | 0 | 0 | 800 | 2400 | 0 | 0 | 0 | 0 | 0 | 0 | 2 | 1626 | 0 | 2 | 28.5618 | 824.7612 | CC (Combined Cycle Generic) | ng | C1 | NG (Natural Gas) | 7314 | 7314_CC1 | 7314 | Richard M Flynn
614 | 0 | 0 | 32.9 | -25.9 | 1.01 | 100 | 0 | 47 | 1 | 0 | 0 | 0 | 0 | 0 | 0 | 0 | 231.5 | 694.5 | 0 | 0 | 0 | 0 | 0 | 0 | 2 | 2000 | 0 | 2 | 31.5 | 120 | GT (Gas Turbine) | ng | 1 | NG (Natural Gas) | 7912 | 2195839 | 7912 | 1
614 | 0 | 0 | 35 | -27.5 | 1.01 | 100 | 0 | 50 | 39.9 | 0 | 0 | 0 | 0 | 0 | 0 | 0 | 235 | 705 | 0 | 0 | 0 | 0 | 0 | 0 | 2 | 2000 | 0 | 2 | 22.479 | 365.2282 | GT (Gas Turbine) | ng | 2 | NG (Natural Gas) | 55786 | 55786-CT01 | 55786 | CT01
614 | 0 | 0 | 35 | -27.5 | 1.01 | 100 | 0 | 50 | 39.9 | 0 | 0 | 0 | 0 | 0 | 0 | 0 | 235 | 705 | 0 | 0 | 0 | 0 | 0 | 0 | 2 | 2000 | 0 | 2 | 20.1845 | 466.0556 | GT (Gas Turbine) | ng | 3 | NG (Natural Gas) | 55786 | 55786-CT02 | 55786 | CT02
619 | 0 | 0 | 8.8 | -6.9 | 1.01 | 100 | 0 | 12.5 | 1 | 0 | 0 | 0 | 0 | 0 | 0 | 0 | 0 | 0 | 0 | 0 | 0 | 0 | 0 | 0 | 2 | 0 | 0 | 2 | 2.5 | 250 | ST (Steam Turbine) | other | 1 | MSW (Municipal Solid Waste) | 51038 | 51038-GEN1 | 51038 | GEN1
623 | 0 | 0 | 42.4 | -33.3 | 1.02 | 100 | 0 | 60.5 | 26 | 0 | 0 | 0 | 0 | 0 | 0 | 0 | 290 | 870 | 0 | 0 | 0 | 0 | 0 | 0 | 2 | 2000 | 0 | 2 | 30.8822 | 115.552 | GT (Gas Turbine) | ng | 1 | NG (Natural Gas) | 55699 | 55699-1 | 55699 | 1
623 | 0 | 0 | 42.4 | -33.3 | 1.02 | 100 | 0 | 60.5 | 26 | 0 | 0 | 0 | 0 | 0 | 0 | 0 | 265.5 | 796.5 | 0 | 0 | 0 | 0 | 0 | 0 | 2 | 500 | 0 | 2 | 31.5 | 120 | GT (Gas Turbine) | ng | 2 | NG (Natural Gas) | 56141 | 56141-2 | 56141 | 2
632 | 2.7607 | -0.50535 | 2 | -1.5 | 1.02 | 100 | 1 | 2.8 | 1 | 0 | 0 | 0 | 0 | 0 | 0 | 0 | 5000 | 15000 | 0 | 0 | 0 | 0 | 0 | 0 | 2 | 0 | 0 | 2 | 0 | 0 | HY (Hydro) | hydro | 1 | WAT (Water) | 2686 | 287083 | 2686 | 1
632 | 2.7607 | -0.50535 | 2 | -1.5 | 1.02 | 100 | 1 | 2.8 | 1 | 0 | 0 | 0 | 0 | 0 | 0 | 0 | 5000 | 15000 | 0 | 0 | 0 | 0 | 0 | 0 | 2 | 0 | 0 | 2 | 0 | 0 | HY (Hydro) | hydro | 2 | WAT (Water) | 2686 | 287114 | 2686 | 2
632 | 2.9579 | -0.50535 | 2.1 | -1.7 | 1.02 | 100 | 1 | 3 | 1 | 0 | 0 | 0 | 0 | 0 | 0 | 0 | 5000 | 15000 | 0 | 0 | 0 | 0 | 0 | 0 | 2 | 0 | 0 | 2 | 0 | 0 | HY (Hydro) | hydro | 3 | WAT (Water) | 2686 | 287142 | 2686 | 3
632 | 2.9579 | -0.50535 | 2.1 | -1.7 | 1.02 | 100 | 1 | 3 | 1 | 0 | 0 | 0 | 0 | 0 | 0 | 0 | 5000 | 15000 | 0 | 0 | 0 | 0 | 0 | 0 | 2 | 0 | 0 | 2 | 0 | 0 | HY (Hydro) | hydro | 4 | WAT (Water) | 2686 | 287173 | 2686 | 4
638 | 4.7327 | 3.4 | 3.4 | -2.6 | 1.02 | 100 | 1 | 4.8 | 4 | 0 | 0 | 0 | 0 | 0 | 0 | 0 | 5000 | 15000 | 0 | 0 | 0 | 0 | 0 | 0 | 2 | 0 | 0 | 2 | 0 | 0 | HY (Hydro) | hydro | 1 | WAT (Water) | 2486 | 2486-H1 | 2486 | H1
638 | 4.7327 | 3.4 | 3.4 | -2.6 | 1.02 | 100 | 1 | 4.8 | 4 | 0 | 0 | 0 | 0 | 0 | 0 | 0 | 5000 | 15000 | 0 | 0 | 0 | 0 | 0 | 0 | 2 | 0 | 0 | 2 | 0 | 0 | HY (Hydro) | hydro | 2 | WAT (Water) | 2486 | 2486-H2 | 2486 | H2
638 | 4.7327 | 3.4 | 3.4 | -2.6 | 1.02 | 100 | 1 | 4.8 | 4 | 0 | 0 | 0 | 0 | 0 | 0 | 0 | 5000 | 15000 | 0 | 0 | 0 | 0 | 0 | 0 | 2 | 0 | 0 | 2 | 0 | 0 | HY (Hydro) | hydro | 3 | WAT (Water) | 2486 | 2486-H3 | 2486 | H3
651 | 0 | -89.9786 | 9900 | -9900 | 1.01 | 100 | 1 | 200 | 0 | 0 | 0 | 0 | 0 | 0 | 0 | 0 | 0 | 0 | 0 | 0 | 0 | 0 | 0 | 0 | 2 | 0 | 0 | 2 | 0 | 0 | proxy | import | x | import |  |  |  | 398
682 | 2.4649 | -1.4 | 1.8 | -1.4 | 1.02 | 100 | 1 | 2.5 | 0.2 | 0 | 0 | 0 | 0 | 0 | 0 | 0 | 5000 | 15000 | 0 | 0 | 0 | 0 | 0 | 0 | 2 | 0 | 0 | 2 | 0 | 0 | HY (Hydro) | hydro | 1 | WAT (Water) | 2614 | 260816 | 2614 | 2
682 | 35.4949 | -3.9283 | 25.2 | -19.8 | 1.02 | 100 | 1 | 36 | 15 | 0 | 0 | 0 | 0 | 0 | 0 | 0 | 5000 | 15000 | 0 | 0 | 0 | 0 | 0 | 0 | 2 | 0 | 0 | 2 | 0 | 0 | HY (Hydro) | hydro | 2 | WAT (Water) | 2614 | 260785 | 2614 | 1
683 | 21.6913 | 3.8876 | 15.4 | -12.1 | 1.02 | 100 | 1 | 22 | 0.1 | 0 | 0 | 0 | 0 | 0 | 0 | 0 | 5000 | 15000 | 0 | 0 | 0 | 0 | 0 | 0 | 2 | 0 | 0 | 2 | 0 | 0 | HY (Hydro) | hydro | 1 | WAT (Water) | 54953 | 54953-GEN1 | 54953 | GEN1
683 | 21.6913 | 3.8876 | 15.4 | -12.1 | 1.02 | 100 | 1 | 22 | 0.1 | 0 | 0 | 0 | 0 | 0 | 0 | 0 | 5000 | 15000 | 0 | 0 | 0 | 0 | 0 | 0 | 2 | 0 | 0 | 2 | 0 | 0 | HY (Hydro) | hydro | 2 | WAT (Water) | 54953 | 54953-GEN2 | 54953 | GEN2
685 | 1.9719 | -0.17041 | 1.4 | -1.1 | 1.02 | 100 | 1 | 2 | 1 | 0 | 0 | 0 | 0 | 0 | 0 | 0 | 5000 | 15000 | 0 | 0 | 0 | 0 | 0 | 0 | 2 | 0 | 0 | 2 | 0 | 0 | HY (Hydro) | hydro | 1 | WAT (Water) | 56936 | 56936-GEN2 | 56936 | GEN2
685 | 2.1691 | -0.17041 | 1.5 | -1.2 | 1.02 | 100 | 1 | 2.2 | 1 | 0 | 0 | 0 | 0 | 0 | 0 | 0 | 5000 | 15000 | 0 | 0 | 0 | 0 | 0 | 0 | 2 | 0 | 0 | 2 | 0 | 0 | HY (Hydro) | hydro | 2 | WAT (Water) | 56936 | 56936-GEN3 | 56936 | GEN3
685 | 2.3663 | -0.17041 | 1.7 | -1.3 | 1.02 | 100 | 1 | 2.4 | 1 | 0 | 0 | 0 | 0 | 0 | 0 | 0 | 5000 | 15000 | 0 | 0 | 0 | 0 | 0 | 0 | 2 | 0 | 0 | 2 | 0 | 0 | HY (Hydro) | hydro | 3 | WAT (Water) | 56936 | 56936-GEN1 | 56936 | GEN1
685 | 2.3663 | -0.17041 | 1.7 | -1.3 | 1.02 | 100 | 1 | 2.4 | 1 | 0 | 0 | 0 | 0 | 0 | 0 | 0 | 5000 | 15000 | 0 | 0 | 0 | 0 | 0 | 0 | 2 | 0 | 0 | 2 | 0 | 0 | HY (Hydro) | hydro | 4 | WAT (Water) | 56936 | 56936-GEN4 | 56936 | GEN4
685 | 2.7607 | -0.17041 | 2 | -1.5 | 1.02 | 100 | 1 | 2.8 | 1 | 0 | 0 | 0 | 0 | 0 | 0 | 0 | 5000 | 15000 | 0 | 0 | 0 | 0 | 0 | 0 | 2 | 0 | 0 | 2 | 0 | 0 | HY (Hydro) | hydro | 5 | WAT (Water) | 56936 | 56936-GEN5 | 56936 | GEN5
685 | 6.8032 | -0.17041 | 4.8 | -3.8 | 1.02 | 100 | 1 | 6.9 | 0.1 | 0 | 0 | 0 | 0 | 0 | 0 | 0 | 5000 | 15000 | 0 | 0 | 0 | 0 | 0 | 0 | 2 | 0 | 0 | 2 | 0 | 0 | HY (Hydro) | hydro | 6 | WAT (Water) | 54772 | 54772-GEN1 | 54772 | GEN1
685 | 6.8032 | -0.17041 | 4.8 | -3.8 | 1.02 | 100 | 1 | 6.9 | 0.1 | 0 | 0 | 0 | 0 | 0 | 0 | 0 | 5000 | 15000 | 0 | 0 | 0 | 0 | 0 | 0 | 2 | 0 | 0 | 2 | 0 | 0 | HY (Hydro) | hydro | 7 | WAT (Water) | 54772 | 54772-GEN2 | 54772 | GEN2
685 | 4 | -0.17041 | 20.3 | -16 | 1.02 | 100 | 1 | 29 | 3 | 0 | 0 | 0 | 0 | 0 | 0 | 0 | 0 | 0 | 0 | 0 | 0 | 0 | 0 | 0 | 2 | 0 | 0 | 2 | 0 | 0 | ST (Steam Turbine) | wood | 8 | WDL (Wood Waste Liquids excluding Black Liquor) | 10511 | 10511-GEN6 | 10511 | GEN6
693 | 10.3527 | -3.1546 | 7.4 | -5.8 | 1.02 | 100 | 1 | 10.5 | 1.2 | 0 | 0 | 0 | 0 | 0 | 0 | 0 | 5000 | 15000 | 0 | 0 | 0 | 0 | 0 | 0 | 2 | 0 | 0 | 2 | 0 | 0 | HY (Hydro) | hydro | 1 | WAT (Water) | 50280 | 50280-GEN1 | 50280 | GEN1
705 | 6.9018 | 0.48751 | 4.9 | -3.9 | 1.02 | 100 | 1 | 7 | 1 | 0 | 0 | 0 | 0 | 0 | 0 | 0 | 5000 | 15000 | 0 | 0 | 0 | 0 | 0 | 0 | 2 | 0 | 0 | 2 | 0 | 0 | HY (Hydro) | hydro | 1 | WAT (Water) | 2605 | 257529 | 2605 | 2
705 | 6.9018 | 0.48751 | 4.9 | -3.9 | 1.02 | 100 | 1 | 7 | 1 | 0 | 0 | 0 | 0 | 0 | 0 | 0 | 5000 | 15000 | 0 | 0 | 0 | 0 | 0 | 0 | 2 | 0 | 0 | 2 | 0 | 0 | HY (Hydro) | hydro | 2 | WAT (Water) | 2605 | 257557 | 2605 | 3
705 | 6.9018 | 0.48751 | 4.9 | -3.9 | 1.02 | 100 | 1 | 7 | 1 | 0 | 0 | 0 | 0 | 0 | 0 | 0 | 5000 | 15000 | 0 | 0 | 0 | 0 | 0 | 0 | 2 | 0 | 0 | 2 | 0 | 0 | HY (Hydro) | hydro | 3 | WAT (Water) | 2605 | 257588 | 2605 | 4
705 | 7.8878 | 0.48751 | 5.6 | -4.4 | 1.02 | 100 | 1 | 8 | 1 | 0 | 0 | 0 | 0 | 0 | 0 | 0 | 5000 | 15000 | 0 | 0 | 0 | 0 | 0 | 0 | 2 | 0 | 0 | 2 | 0 | 0 | HY (Hydro) | hydro | 4 | WAT (Water) | 2605 | 257498 | 2605 | 1
705 | 12.8176 | 0.48751 | 9.1 | -7.2 | 1.02 | 100 | 1 | 13 | 1 | 0 | 0 | 0 | 0 | 0 | 0 | 0 | 5000 | 15000 | 0 | 0 | 0 | 0 | 0 | 0 | 2 | 0 | 0 | 2 | 0 | 0 | HY (Hydro) | hydro | 5 | WAT (Water) | 2605 | 257618 | 2605 | 5
706 | 5.62 | 4 | 4 | -3.1 | 1.02 | 100 | 1 | 5.7 | 0.1 | 0 | 0 | 0 | 0 | 0 | 0 | 0 | 5000 | 15000 | 0 | 0 | 0 | 0 | 0 | 0 | 2 | 0 | 0 | 2 | 0 | 0 | HY (Hydro) | hydro | 1 | WAT (Water) | 10221 | 10221-GEN1 | 10221 | GEN1
706 | 5.62 | 4 | 4 | -3.1 | 1.02 | 100 | 1 | 5.7 | 0.1 | 0 | 0 | 0 | 0 | 0 | 0 | 0 | 5000 | 15000 | 0 | 0 | 0 | 0 | 0 | 0 | 2 | 0 | 0 | 2 | 0 | 0 | HY (Hydro) | hydro | 2 | WAT (Water) | 10221 | 10221-GEN2 | 10221 | GEN2
735 | 0 | 0 | 1.4 | -1.1 | 1.01 | 100 | 0 | 2 | 2 | 0 | 0 | 0 | 0 | 0 | 0 | 0 | 4 | 12 | 0 | 0 | 0 | 0 | 0 | 0 | 2 | 500 | 0 | 2 | 27 | 0 | IC (Internal Combustion) | ng | 1 | NG (Natural Gas) | 2512 | 223561 | 2512 | 2
735 | 0 | 0 | 1.4 | -1.1 | 1.01 | 100 | 0 | 2 | 2 | 0 | 0 | 0 | 0 | 0 | 0 | 0 | 4.2 | 12.6 | 0 | 0 | 0 | 0 | 0 | 0 | 2 | 500 | 0 | 2 | 27 | 0 | IC (Internal Combustion) | ng | 2 | NG (Natural Gas) | 2512 | 223590 | 2512 | 3
735 | 0 | 0 | 1.4 | -1.1 | 1.01 | 100 | 0 | 2 | 1.9 | 0 | 0 | 0 | 0 | 0 | 0 | 0 | 4.2 | 12.6 | 0 | 0 | 0 | 0 | 0 | 0 | 2 | 500 | 0 | 2 | 27 | 0 | IC (Internal Combustion) | ng | 3 | NG (Natural Gas) | 2512 | 223621 | 2512 | 4
735 | 0 | 0 | 14.9 | -11.7 | 1.01 | 100 | 0 | 21.3 | 15.4 | 0 | 0 | 0 | 0 | 0 | 0 | 0 | 120 | 360 | 0 | 0 | 0 | 0 | 0 | 0 | 2 | 500 | 0 | 2 | 31.5 | 120 | GT (Gas Turbine) | ng | 4 | NG (Natural Gas) | 2512 | 223530 | 2512 | 1
737 | 0 | 0 | 0.8 | -0.7 | 1.01 | 100 | 0 | 1.2 | 0.3 | 0 | 0 | 0 | 0 | 0 | 0 | 0 | 2.4 | 7.2 | 0 | 0 | 0 | 0 | 0 | 0 | 2 | 500 | 0 | 2 | 99 | 0 | IC (Internal Combustion) | rfo | 1 | RFO (Residual Fuel Oil) | 2681 | 285347 | 2681 | 4
737 | 0 | 0 | 1.1 | -0.9 | 1.01 | 100 | 0 | 1.6 | 0 | 0 | 0 | 0 | 0 | 0 | 0 | 0 | 3.2 | 9.6 | 0 | 0 | 0 | 0 | 0 | 0 | 2 | 500 | 0 | 2 | 99 | 0 | IC (Internal Combustion) | rfo | 2 | RFO (Residual Fuel Oil) | 2681 | 285438 | 2681 | 7
737 | 0 | 0 | 1.2 | -0.9 | 1.01 | 100 | 0 | 1.7 | 0 | 0 | 0 | 0 | 0 | 0 | 0 | 0 | 3.2 | 9.6 | 0 | 0 | 0 | 0 | 0 | 0 | 2 | 500 | 0 | 2 | 207 | 0 | IC (Internal Combustion) | dfo | 3 | DFO (Distillate Fuel Oil) | 2681 | 285288 | 2681 | 2
737 | 0 | 0 | 1.3 | -1 | 1.01 | 100 | 0 | 1.8 | 0.3 | 0 | 0 | 0 | 0 | 0 | 0 | 0 | 3.2 | 9.6 | 0 | 0 | 0 | 0 | 0 | 0 | 2 | 500 | 0 | 2 | 207 | 0 | IC (Internal Combustion) | dfo | 4 | DFO (Distillate Fuel Oil) | 2681 | 285377 | 2681 | 5
737 | 0 | 0 | 2.7 | -2.1 | 1.01 | 100 | 0 | 3.8 | 0.4 | 0 | 0 | 0 | 0 | 0 | 0 | 0 | 5.2 | 15.6 | 0 | 0 | 0 | 0 | 0 | 0 | 2 | 500 | 0 | 2 | 27 | 0 | IC (Internal Combustion) | ng | 5 | NG (Natural Gas) | 2681 | 285408 | 2681 | 6
737 | 0 | 0 | 9.8 | -7.7 | 1.01 | 100 | 0 | 14 | 7.3 | 0 | 0 | 0 | 0 | 0 | 0 | 0 | 45 | 135 | 0 | 0 | 0 | 0 | 0 | 0 | 2 | 500 | 0 | 2 | 31.5 | 120 | GT (Gas Turbine) | ng | 6 | NG (Natural Gas) | 2520 | 226452 | 2520 | 1
737 | 0 | 0 | 37.8 | -29.7 | 1.01 | 100 | 0 | 54 | 20 | 0 | 0 | 0 | 0 | 0 | 0 | 0 | 286 | 858 | 0 | 0 | 0 | 0 | 0 | 0 | 2 | 500 | 0 | 2 | 181.3534 | 2744.457 | GT (Gas Turbine) | dfo | 7 | KER (Kerosene) | 55969 | 55969-U-01 | 55969 | U-01
738 | 0 | 0 | 8.1 | -6.3 | 1.01 | 100 | 0 | 11.5 | 6.6 | 0 | 0 | 0 | 0 | 0 | 0 | 0 | 52 | 156 | 0 | 0 | 0 | 0 | 0 | 0 | 2 | 500 | 0 | 2 | 200.1 | 3220 | GT (Gas Turbine) | dfo | 1 | DFO (Distillate Fuel Oil) | 2519 | 226087 | 2519 | 1
756 | 0 | 0.29306 | 20 | -20 | 1.018 | 100 | 1 | 200 | 0 | 0 | 0 | 0 | 0 | 0 | 0 | 0 | 0 | 0 | 0 | 0 | 0 | 0 | 0 | 0 | 2 | 0 | 0 | 2 | 0 | 0 | proxy | import | X | import |  |  |  | PJM Franklin
759 | 7 | 7.3519 | 56.7 | -44.6 | 1.02 | 100 | 1 | 81 | 0 | 0 | 0 | 0 | 0 | 0 | 0 | 0 | 0 | 0 | 0 | 0 | 0 | 0 | 0 | 0 | 2 | 0 | 0 | 2 | 0 | 0 | WT (Wind Turbine) | wind | 1 | WND (Wind) | 56619 | 56619-1 | 56619 | 1
759 | 12.5739 | 7.3519 | 70.4 | -55.3 | 1.02 | 100 | 1 | 100.5 | 0 | 0 | 0 | 0 | 0 | 0 | 0 | 0 | 0 | 0 | 0 | 0 | 0 | 0 | 0 | 0 | 2 | 0 | 0 | 2 | 0 | 0 | WT (Wind Turbine) | wind | 2 | WND (Wind) | 56618 | 56618-1 | 56618 | 1
759 | 12.5739 | 7.3519 | 74.6 | -58.6 | 1.02 | 100 | 1 | 106.5 | 0 | 0 | 0 | 0 | 0 | 0 | 0 | 0 | 0 | 0 | 0 | 0 | 0 | 0 | 0 | 0 | 2 | 0 | 0 | 2 | 0 | 0 | WT (Wind Turbine) | wind | 3 | WND (Wind) | 56904 | 56904-1 | 56904 | 1
761 | 13 | 68.3 | 68.3 | -53.6 | 1.02 | 100 | 1 | 97.5 | 0 | 0 | 0 | 0 | 0 | 0 | 0 | 0 | 0 | 0 | 0 | 0 | 0 | 0 | 0 | 0 | 2 | 0 | 0 | 2 | 0 | 0 | WT (Wind Turbine) | wind | 1 | WND (Wind) | 56901 | 56901-1 | 56901 | 1
768 | 7 | 36.7419 | 54.4 | -42.7 | 1.02 | 100 | 1 | 77.7 | 1 | 0 | 0 | 0 | 0 | 0 | 0 | 0 | 0 | 0 | 0 | 0 | 0 | 0 | 0 | 0 | 2 | 0 | 0 | 2 | 0 | 0 | WT (Wind Turbine) | wind | 1 | WND (Wind) | 59629 | 59629-GEN1 | 59629 | GEN1
773 | 0 | 60.8395 | 9900 | -9900 | 1.02 | 100 | 1 | 200 | 0 | 0 | 0 | 0 | 0 | 0 | 0 | 0 | 0 | 0 | 0 | 0 | 0 | 0 | 0 | 0 | 2 | 0 | 0 | 2 | 0 | 0 | proxy | import | x | import |  |  |  | JCP&L
774 | 0 | 0 | 17.55 | -16.38 | 1.02 | 100 | 0 | 23.4 | 9.3 | 0 | 0 | 0 | 0 | 0 | 0 | 0 | 180 | 540 | 0 | 0 | 0 | 0 | 0 | 0 | 2 | 217 | 0 | 2 | 23.34 | 900 | CC (Combined Cycle Generic) | ng | C1 | NG (Natural Gas) | 10521 | 10521_CC1 | 10521 | Lederle Laboratories
799 | 0 | 23.9917 | 9900 | -9900 | 1.02 | 100 | 1 | 200 | 0 | 0 | 0 | 0 | 0 | 0 | 0 | 0 | 0 | 0 | 0 | 0 | 0 | 0 | 0 | 0 | 2 | 0 | 0 | 2 | 0 | 0 | proxy | import | x | import |  |  |  | 393
811 | 0 | 0 | 14 | -11 | 1.02 | 100 | 0 | 20 | 1 | 0 | 0 | 0 | 0 | 0 | 0 | 0 | 200 | 600 | 0 | 0 | 0 | 0 | 0 | 0 | 2 | 0 | 0 | 2 | 0 | 0 | FW (Energy Storage, Flywheel) | other | 1 | MWH (Electricity use for Energy Storage) | 57710 | 57710-SRS1 | 57710 | SRS1
817 | 407.2 | 82.5135 | 305.4 | -285.04 | 1.02 | 100 | 1 | 407.2 | 284 | 0 | 0 | 0 | 0 | 0 | 0 | 0 | 600 | 1800 | 0 | 0 | 0 | 0 | 0 | 0 | 2 | 3922 | 0 | 2 | 18.8347 | 777.3283 | CC (Combined Cycle Generic) | ng | C1 | NG (Natural Gas) | 55405 | 55405_3668 | 55405 | Athens Generating Plant
817 | 407.2 | 82.5135 | 305.4 | -285.04 | 1.02 | 100 | 1 | 407.2 | 284 | 0 | 0 | 0 | 0 | 0 | 0 | 0 | 600 | 1800 | 0 | 0 | 0 | 0 | 0 | 0 | 2 | 3951 | 0 | 2 | 17.7215 | 1069.047 | CC (Combined Cycle Generic) | ng | C2 | NG (Natural Gas) | 55405 | 55405_3670 | 55405 | Athens Generating Plant
817 | 407.2 | 82.5135 | 305.4 | -285.04 | 1.02 | 100 | 1 | 407.2 | 284 | 0 | 0 | 0 | 0 | 0 | 0 | 0 | 600 | 1800 | 0 | 0 | 0 | 0 | 0 | 0 | 2 | 3927 | 0 | 2 | 18.6631 | 876.6428 | CC (Combined Cycle Generic) | ng | C3 | NG (Natural Gas) | 55405 | 55405_3677 | 55405 | Athens Generating Plant
821 | 0 | 0 | 15.1 | -11.9 | 1.02 | 100 | 0 | 21.6 | 2 | 0 | 0 | 0 | 0 | 0 | 0 | 0 | 117 | 351 | 0 | 0 | 0 | 0 | 0 | 0 | 2 | 500 | 0 | 2 | 200.1 | 3220 | GT (Gas Turbine) | dfo | 1 | DFO (Distillate Fuel Oil) | 2485 | 2485-GT1 | 2485 | GT1
828 | 0 | 0 | 15.1 | -11.9 | 1.02 | 100 | 0 | 21.6 | 2 | 0 | 0 | 0 | 0 | 0 | 0 | 0 | 118.5 | 355.5 | 0 | 0 | 0 | 0 | 0 | 0 | 2 | 2000 | 0 | 2 | 200.1 | 3220 | GT (Gas Turbine) | dfo | 1 | DFO (Distillate Fuel Oil) | 2487 | 2487-GT1 | 2487 | GT1
829 | 0 | 0 | 36.7 | -28.8 | 1.01 | 100 | 0 | 52.4 | 41.5 | 0 | 0 | 0 | 0 | 0 | 0 | 0 | 332.5 | 997.5 | 0 | 0 | 0 | 0 | 0 | 0 | 2 | 500 | 0 | 2 | 31.5 | 120 | GT (Gas Turbine) | ng | 1 | NG (Natural Gas) | 2521 | 226908 | 2521 | 4
847 | 170 | 4.8939 | 403.7 | -341.6 | 1.02 | 100 | 1 | 621 | 140 | 0 | 0 | 0 | 0 | 0 | 0 | 0 | 238 | 714 | 0 | 0 | 0 | 0 | 0 | 0 | 2 | 2500 | 0 | 2 | 28.2723 | 1344.9825 | ST (Steam Turbine) | ng | 1 | NG (Natural Gas) | 8006 | 2230173 | 8006 | 1
847 | 169.7322 | 4.8939 | 403.7 | -341.6 | 1.02 | 100 | 1 | 621 | 140 | 0 | 0 | 0 | 0 | 0 | 0 | 0 | 243 | 729 | 0 | 0 | 0 | 0 | 0 | 0 | 2 | 2500 | 0 | 2 | 27.455 | 1149.4705 | ST (Steam Turbine) | ng | 2 | NG (Natural Gas) | 8006 | 2230204 | 8006 | 2
848 | 0 | 0 | 1.9 | -1.5 | 1.02 | 100 | 0 | 2.7 | 0.5 | 0 | 0 | 0 | 0 | 0 | 0 | 0 | 5 | 15 | 0 | 0 | 0 | 0 | 0 | 0 | 2 | 500 | 0 | 2 | 207 | 0 | IC (Internal Combustion) | dfo | 1 | DFO (Distillate Fuel Oil) | 2480 | 211964 | 2480 | 5
848 | 0 | 0 | 1.9 | -1.5 | 1.02 | 100 | 0 | 2.7 | 0.5 | 0 | 0 | 0 | 0 | 0 | 0 | 0 | 5 | 15 | 0 | 0 | 0 | 0 | 0 | 0 | 2 | 500 | 0 | 2 | 207 | 0 | IC (Internal Combustion) | dfo | 2 | DFO (Distillate Fuel Oil) | 2480 | 211995 | 2480 | 6
848 | 0 | 0 | 50.4 | -39.6 | 1.02 | 100 | 0 | 72 | 20 | 0 | 0 | 0 | 0 | 0 | 0 | 0 | 27.28 | 81.84 | 0 | 0 | 0 | 0 | 0 | 0 | 2 | 2500 | 0 | 2 | 234.6 | 4876 | ST (Steam Turbine) | dfo | 3 | DFO (Distillate Fuel Oil) | 2480 | 211843 | 2480 | 1
848 | 0 | 0 | 51.5 | -40.4 | 1.02 | 100 | 0 | 73.5 | 20 | 0 | 0 | 0 | 0 | 0 | 0 | 0 | 26.2 | 78.6 | 0 | 0 | 0 | 0 | 0 | 0 | 2 | 2500 | 0 | 2 | 234.6 | 4876 | ST (Steam Turbine) | dfo | 4 | DFO (Distillate Fuel Oil) | 2480 | 211874 | 2480 | 2
848 | 0 | 0 | 103 | -80.9 | 1.02 | 100 | 0 | 147.1 | 40 | 0 | 0 | 0 | 0 | 0 | 0 | 0 | 54.84 | 164.52 | 0 | 0 | 0 | 0 | 0 | 0 | 2 | 2500 | 0 | 2 | 234.6 | 4876 | ST (Steam Turbine) | dfo | 5 | DFO (Distillate Fuel Oil) | 2480 | 211903 | 2480 | 3
848 | 0 | 0 | 167.6 | -131.7 | 1.02 | 100 | 0 | 239.4 | 60 | 0 | 0 | 0 | 0 | 0 | 0 | 0 | 90 | 270 | 0 | 0 | 0 | 0 | 0 | 0 | 2 | 2500 | 0 | 2 | 234.6 | 4876 | ST (Steam Turbine) | dfo | 6 | DFO (Distillate Fuel Oil) | 2480 | 211934 | 2480 | 4
867 | 8.0849 | 5.7 | 5.7 | -4.5 | 1.02 | 100 | 1 | 8.2 | 0 | 0 | 0 | 0 | 0 | 0 | 0 | 0 | 5000 | 15000 | 0 | 0 | 0 | 0 | 0 | 0 | 2 | 0 | 0 | 2 | 0 | 0 | HY (Hydro) | hydro | 1 | WAT (Water) | 625 | 625-1 | 625 | 1
867 | 8.0849 | 5.7 | 5.7 | -4.5 | 1.02 | 100 | 1 | 8.2 | 0 | 0 | 0 | 0 | 0 | 0 | 0 | 0 | 5000 | 15000 | 0 | 0 | 0 | 0 | 0 | 0 | 2 | 0 | 0 | 2 | 0 | 0 | HY (Hydro) | hydro | 2 | WAT (Water) | 625 | 625-2 | 625 | 2
870 | 3.9439 | 0.39012 | 2.8 | -2.2 | 1.02 | 100 | 1 | 4 | 1.5 | 0 | 0 | 0 | 0 | 0 | 0 | 0 | 5000 | 15000 | 0 | 0 | 0 | 0 | 0 | 0 | 2 | 0 | 0 | 2 | 0 | 0 | HY (Hydro) | hydro | 1 | WAT (Water) | 2606 | 257863 | 2606 | 1
870 | 3.9439 | 0.39012 | 2.8 | -2.2 | 1.02 | 100 | 1 | 4 | 1.5 | 0 | 0 | 0 | 0 | 0 | 0 | 0 | 5000 | 15000 | 0 | 0 | 0 | 0 | 0 | 0 | 2 | 0 | 0 | 2 | 0 | 0 | HY (Hydro) | hydro | 2 | WAT (Water) | 2606 | 257894 | 2606 | 2
870 | 3.9439 | 0.39012 | 2.8 | -2.2 | 1.02 | 100 | 1 | 4 | 1.5 | 0 | 0 | 0 | 0 | 0 | 0 | 0 | 5000 | 15000 | 0 | 0 | 0 | 0 | 0 | 0 | 2 | 0 | 0 | 2 | 0 | 0 | HY (Hydro) | hydro | 3 | WAT (Water) | 2606 | 257922 | 2606 | 3
870 | 3.9439 | 0.39012 | 2.8 | -2.2 | 1.02 | 100 | 1 | 4 | 1.5 | 0 | 0 | 0 | 0 | 0 | 0 | 0 | 5000 | 15000 | 0 | 0 | 0 | 0 | 0 | 0 | 2 | 0 | 0 | 2 | 0 | 0 | HY (Hydro) | hydro | 4 | WAT (Water) | 2606 | 257953 | 2606 | 4
899 | 0 | 0 | 434.7 | -341.6 | 1.02 | 100 | 0 | 621 | 80 | 0 | 0 | 0 | 0 | 0 | 0 | 0 | 231.2 | 693.6 | 0 | 0 | 0 | 0 | 0 | 0 | 2 | 2500 | 0 | 2 | 27.9848 | 969.2138 | ST (Steam Turbine) | ng | 1 | NG (Natural Gas) | 2625 | 264803 | 2625 | 1
899 | 621 | 83.8346 | 434.7 | -341.6 | 1.02 | 100 | 1 | 621 | 100 | 0 | 0 | 0 | 0 | 0 | 0 | 0 | 226.8 | 680.4 | 0 | 0 | 0 | 0 | 0 | 0 | 2 | 2500 | 0 | 2 | 30.6306 | 457.572 | ST (Steam Turbine) | ng | 2 | NG (Natural Gas) | 2625 | 264834 | 2625 | 2
900 | 0 | 0 | 708.4 | -556.6 | 1.02 | 100 | 0 | 1012 | 759 | 0 | 0 | 0 | 0 | 0 | 0 | 0 | 27.0374 | 81.1122 | 0 | 0 | 0 | 0 | 0 | 0 | 2 | 50000 | 20000 | 2 | 2.5 | 250 | ST (Steam Turbine) | nuclear | 1 | NUC (Nuclear) | 8907 | 2559315 | 8907 | 3
900 | 0 | 0 | 909.3 | -714.5 | 1.02 | 100 | 0 | 1299 | 974 | 0 | 0 | 0 | 0 | 0 | 0 | 0 | 26.6734 | 80.0202 | 0 | 0 | 0 | 0 | 0 | 0 | 2 | 50000 | 20000 | 2 | 2.5 | 250 | ST (Steam Turbine) | nuclear | 2 | NUC (Nuclear) | 2497 | 218084 | 2497 | 2
994 | 0 | 0 | 2 | -1.6 | 1.01 | 100 | 0 | 2.9 | 2.2 | 0 | 0 | 0 | 0 | 0 | 0 | 0 | 4.4 | 13.2 | 0 | 0 | 0 | 0 | 0 | 0 | 2 | 500 | 0 | 2 | 207 | 0 | IC (Internal Combustion) | dfo | 1 | DFO (Distillate Fuel Oil) | 2678 | 284192 | 2678 | 2
994 | 0 | 0 | 2.2 | -1.7 | 1.01 | 100 | 0 | 3.1 | 2 | 0 | 0 | 0 | 0 | 0 | 0 | 0 | 4 | 12 | 0 | 0 | 0 | 0 | 0 | 0 | 2 | 500 | 0 | 2 | 27 | 0 | IC (Internal Combustion) | ng | 2 | NG (Natural Gas) | 2678 | 284220 | 2678 | 3
994 | 0 | 0 | 3.6 | -2.8 | 1.01 | 100 | 0 | 5.1 | 4.5 | 0 | 0 | 0 | 0 | 0 | 0 | 0 | 9 | 27 | 0 | 0 | 0 | 0 | 0 | 0 | 2 | 500 | 0 | 2 | 27 | 0 | IC (Internal Combustion) | ng | 3 | NG (Natural Gas) | 2678 | 284251 | 2678 | 4
994 | 0 | 0 | 12.7 | -10 | 1.01 | 100 | 0 | 18.1 | 5 | 0 | 0 | 0 | 0 | 0 | 0 | 0 | 90 | 270 | 0 | 0 | 0 | 0 | 0 | 0 | 2 | 2000 | 0 | 2 | 31.5 | 120 | GT (Gas Turbine) | ng | 4 | NG (Natural Gas) | 2679 | 284585 | 2679 | 3
994 | 0 | 0 | 42 | -33 | 1.01 | 100 | 0 | 60 | 28 | 0 | 0 | 0 | 0 | 0 | 0 | 0 | 248.5 | 745.5 | 0 | 0 | 0 | 0 | 0 | 0 | 2 | 2000 | 0 | 2 | 31.5 | 120 | GT (Gas Turbine) | ng | 5 | NG (Natural Gas) | 56032 | 56032-001 | 56032 | 1
994 | 0 | 0 | 42 | -33 | 1.01 | 100 | 0 | 60 | 28 | 0 | 0 | 0 | 0 | 0 | 0 | 0 | 231 | 693 | 0 | 0 | 0 | 0 | 0 | 0 | 2 | 2000 | 0 | 2 | 31.5 | 120 | GT (Gas Turbine) | ng | 6 | NG (Natural Gas) | 56032 | 56032-0001 | 56032 | 1
994 | 0 | 0 | 42.4 | -33.3 | 1.01 | 100 | 0 | 60.5 | 25 | 0 | 0 | 0 | 0 | 0 | 0 | 0 | 245 | 735 | 0 | 0 | 0 | 0 | 0 | 0 | 2 | 2000 | 0 | 2 | 31.5 | 120 | GT (Gas Turbine) | ng | 7 | NG (Natural Gas) | 2679 | 2679-CT5 | 2679 | CT5
997 | 0 | 0 | 2.5 | -1.9 | 1.01 | 100 | 0 | 3.5 | 1.6 | 0 | 0 | 0 | 0 | 0 | 0 | 0 | 8 | 24 | 0 | 0 | 0 | 0 | 0 | 0 | 2 | 500 | 0 | 2 | 207 | 0 | IC (Internal Combustion) | dfo | 1 | DFO (Distillate Fuel Oil) | 2695 | 290613 | 2695 | 9
997 | 0 | 0 | 2.5 | -1.9 | 1.01 | 100 | 0 | 3.5 | 1.6 | 0 | 0 | 0 | 0 | 0 | 0 | 0 | 8 | 24 | 0 | 0 | 0 | 0 | 0 | 0 | 2 | 500 | 0 | 2 | 207 | 0 | IC (Internal Combustion) | dfo | 2 | DFO (Distillate Fuel Oil) | 2695 | 290643 | 2695 | 10
997 | 0 | 0 | 3.6 | -2.9 | 1.01 | 100 | 0 | 5.2 | 2.6 | 0 | 0 | 0 | 0 | 0 | 0 | 0 | 13 | 39 | 0 | 0 | 0 | 0 | 0 | 0 | 2 | 500 | 0 | 2 | 207 | 0 | IC (Internal Combustion) | dfo | 3 | DFO (Distillate Fuel Oil) | 2695 | 290674 | 2695 | 11
997 | 0 | 0 | 3.9 | -3 | 1.01 | 100 | 0 | 5.5 | 2.7 | 0 | 0 | 0 | 0 | 0 | 0 | 0 | 13.75 | 41.25 | 0 | 0 | 0 | 0 | 0 | 0 | 2 | 500 | 0 | 2 | 207 | 0 | IC (Internal Combustion) | dfo | 4 | DFO (Distillate Fuel Oil) | 2695 | 290704 | 2695 | 12
997 | 0 | 0 | 3.9 | -3 | 1.01 | 100 | 0 | 5.5 | 2.7 | 0 | 0 | 0 | 0 | 0 | 0 | 0 | 13.75 | 41.25 | 0 | 0 | 0 | 0 | 0 | 0 | 2 | 500 | 0 | 2 | 207 | 0 | IC (Internal Combustion) | dfo | 5 | DFO (Distillate Fuel Oil) | 2695 | 2695-13 | 2695 | 13
997 | 0 | 0 | 4.3 | -3.4 | 1.01 | 100 | 0 | 6.2 | 3.1 | 0 | 0 | 0 | 0 | 0 | 0 | 0 | 15.5 | 46.5 | 0 | 0 | 0 | 0 | 0 | 0 | 2 | 500 | 0 | 2 | 207 | 0 | IC (Internal Combustion) | dfo | 6 | DFO (Distillate Fuel Oil) | 2695 | 2695-14 | 2695 | 14
1027 | 0 | 0 | 80.85 | -75.46 | 1.02 | 100 | 0 | 107.8 | 45 | 0 | 0 | 0 | 0 | 0 | 0 | 0 | 770 | 2310 | 0 | 0 | 0 | 0 | 0 | 0 | 2 | 905 | 0 | 2 | 23.34 | 900 | CC (Combined Cycle Generic) | ng | C1 | NG (Natural Gas) | 10617 | 10617_CC01 | 10617 | CH Resources Beaver Falls
1039 | 6.287 | 0 | 8.1 | -6.3 | 1.02 | 100 | 1 | 11.5 | 0.1 | 0 | 0 | 0 | 0 | 0 | 0 | 0 | 0 | 0 | 0 | 0 | 0 | 0 | 0 | 0 | 2 | 0 | 0 | 2 | 0 | 0 | WT (Wind Turbine) | wind | 1 | WND (Wind) | 55769 | 55769-MADW | 55769 | MADW
1052 | 6.3102 | 2.3715 | 4.5 | -3.5 | 1.02 | 100 | 1 | 6.4 | 2 | 0 | 0 | 0 | 0 | 0 | 0 | 0 | 5000 | 15000 | 0 | 0 | 0 | 0 | 0 | 0 | 2 | 0 | 0 | 2 | 0 | 0 | HY (Hydro) | hydro | 1 | WAT (Water) | 2619 | 262762 | 2619 | 6
1052 | 6.7046 | 2.3715 | 4.8 | -3.7 | 1.02 | 100 | 1 | 6.8 | 2 | 0 | 0 | 0 | 0 | 0 | 0 | 0 | 5000 | 15000 | 0 | 0 | 0 | 0 | 0 | 0 | 2 | 0 | 0 | 2 | 0 | 0 | HY (Hydro) | hydro | 2 | WAT (Water) | 2619 | 262731 | 2619 | 5
1052 | 8.5779 | 2.3715 | 6.1 | -4.8 | 1.02 | 100 | 1 | 8.7 | 2 | 0 | 0 | 0 | 0 | 0 | 0 | 0 | 5000 | 15000 | 0 | 0 | 0 | 0 | 0 | 0 | 2 | 0 | 0 | 2 | 0 | 0 | HY (Hydro) | hydro | 3 | WAT (Water) | 2619 | 262792 | 2619 | 7
1052 | 18.7334 | 2.3715 | 13.3 | -10.5 | 1.02 | 100 | 1 | 19 | 4 | 0 | 0 | 0 | 0 | 0 | 0 | 0 | 5000 | 15000 | 0 | 0 | 0 | 0 | 0 | 0 | 2 | 0 | 0 | 2 | 0 | 0 | HY (Hydro) | hydro | 4 | WAT (Water) | 2599 | 255307 | 2599 | 1
1053 | 12.4232 | 7.1102 | 8.8 | -6.9 | 1.02 | 100 | 1 | 12.6 | 2.5 | 0 | 0 | 0 | 0 | 0 | 0 | 0 | 5000 | 15000 | 0 | 0 | 0 | 0 | 0 | 0 | 2 | 0 | 0 | 2 | 0 | 0 | HY (Hydro) | hydro | 1 | WAT (Water) | 10196 | 10196-GEN1 | 10196 | GEN1
1129 | 0 | 0 | 2.2 | -1.8 | 1.02 | 100 | 0 | 3.2 | 0.1 | 0 | 0 | 0 | 0 | 0 | 0 | 0 | 8 | 24 | 0 | 0 | 0 | 0 | 0 | 0 | 2 | 500 | 0 | 2 | 27 | 0 | IC (Internal Combustion) | ng | 1 | NG (Natural Gas) | 63236 | 63236-DG2 | 63236 | DG2
1129 | 0 | 0 | 2.2 | -1.8 | 1.02 | 100 | 0 | 3.2 | 0.1 | 0 | 0 | 0 | 0 | 0 | 0 | 0 | 8 | 24 | 0 | 0 | 0 | 0 | 0 | 0 | 2 | 500 | 0 | 2 | 27 | 0 | IC (Internal Combustion) | ng | 2 | NG (Natural Gas) | 63236 | 63236-DG3 | 63236 | DG3
1129 | 0 | 0 | 2.2 | -1.8 | 1.02 | 100 | 0 | 3.2 | 0.1 | 0 | 0 | 0 | 0 | 0 | 0 | 0 | 8 | 24 | 0 | 0 | 0 | 0 | 0 | 0 | 2 | 500 | 0 | 2 | 25.2 | 0 | IC (Internal Combustion) | ng | 3 | NG (Natural Gas) | 63236 | 63236-DG4 | 63236 | DG4
1129 | 0 | 0 | 2.2 | -1.8 | 1.02 | 100 | 0 | 3.2 | 0.1 | 0 | 0 | 0 | 0 | 0 | 0 | 0 | 8 | 24 | 0 | 0 | 0 | 0 | 0 | 0 | 2 | 500 | 0 | 2 | 27 | 0 | IC (Internal Combustion) | ng | 4 | NG (Natural Gas) | 63236 | 63236-DG5 | 63236 | DG5
1129 | 0 | 0 | 14 | -11 | 1.02 | 100 | 0 | 20 | 16 | 0 | 0 | 0 | 0 | 0 | 0 | 0 | 122 | 366 | 0 | 0 | 0 | 0 | 0 | 0 | 2 | 500 | 0 | 2 | 29.4 | 112 | GT (Gas Turbine) | ng | 5 | NG (Natural Gas) | 2494 | 2494-GT11 | 2494 | GT11
1129 | 0 | 0 | 14 | -11 | 1.02 | 100 | 0 | 20 | 16 | 0 | 0 | 0 | 0 | 0 | 0 | 0 | 124.5 | 373.5 | 0 | 0 | 0 | 0 | 0 | 0 | 2 | 500 | 0 | 2 | 31.5 | 120 | GT (Gas Turbine) | ng | 6 | NG (Natural Gas) | 2494 | 2494-GT12 | 2494 | GT12
1129 | 0 | 0 | 14 | -11 | 1.02 | 100 | 0 | 20 | 16 | 0 | 0 | 0 | 0 | 0 | 0 | 0 | 114.5 | 343.5 | 0 | 0 | 0 | 0 | 0 | 0 | 2 | 500 | 0 | 2 | 29.4 | 112 | GT (Gas Turbine) | ng | 7 | NG (Natural Gas) | 2494 | 2494-GT13 | 2494 | GT13
1129 | 0 | 0 | 14 | -11 | 1.02 | 100 | 0 | 20 | 15.6 | 0 | 0 | 0 | 0 | 0 | 0 | 0 | 106.5 | 319.5 | 0 | 0 | 0 | 0 | 0 | 0 | 2 | 500 | 0 | 2 | 200.1 | 3220 | GT (Gas Turbine) | dfo | 8 | DFO (Distillate Fuel Oil) | 2494 | 2494-GT14 | 2494 | GT14
1129 | 0 | 0 | 14 | -11 | 1.02 | 100 | 0 | 20 | 15.9 | 0 | 0 | 0 | 0 | 0 | 0 | 0 | 111.5 | 334.5 | 0 | 0 | 0 | 0 | 0 | 0 | 2 | 500 | 0 | 2 | 200.1 | 3220 | GT (Gas Turbine) | dfo | 9 | DFO (Distillate Fuel Oil) | 2494 | 2494-GT15 | 2494 | GT15
1129 | 0 | 0 | 14 | -11 | 1.02 | 100 | 0 | 20 | 15.6 | 0 | 0 | 0 | 0 | 0 | 0 | 0 | 107 | 321 | 0 | 0 | 0 | 0 | 0 | 0 | 2 | 500 | 0 | 2 | 200.1 | 3220 | GT (Gas Turbine) | dfo | 10 | DFO (Distillate Fuel Oil) | 2494 | 2494-GT16 | 2494 | GT16
1129 | 0 | 0 | 14 | -11 | 1.02 | 100 | 0 | 20 | 16 | 0 | 0 | 0 | 0 | 0 | 0 | 0 | 112 | 336 | 0 | 0 | 0 | 0 | 0 | 0 | 2 | 500 | 0 | 2 | 29.4 | 112 | GT (Gas Turbine) | ng | 11 | NG (Natural Gas) | 2494 | 2494-GT17 | 2494 | GT17
1129 | 0 | 0 | 14 | -11 | 1.02 | 100 | 0 | 20 | 14.6 | 0 | 0 | 0 | 0 | 0 | 0 | 0 | 104.5 | 313.5 | 0 | 0 | 0 | 0 | 0 | 0 | 2 | 500 | 0 | 2 | 200.1 | 3220 | GT (Gas Turbine) | dfo | 12 | DFO (Distillate Fuel Oil) | 2494 | 2494-GT18 | 2494 | GT18
1129 | 0 | 0 | 14 | -11 | 1.02 | 100 | 0 | 20 | 16 | 0 | 0 | 0 | 0 | 0 | 0 | 0 | 112.5 | 337.5 | 0 | 0 | 0 | 0 | 0 | 0 | 2 | 2000 | 0 | 2 | 29.4 | 112 | GT (Gas Turbine) | ng | 13 | NG (Natural Gas) | 2494 | 2494-GT21 | 2494 | GT21
1129 | 0 | 0 | 14 | -11 | 1.02 | 100 | 0 | 20 | 16 | 0 | 0 | 0 | 0 | 0 | 0 | 0 | 120.5 | 361.5 | 0 | 0 | 0 | 0 | 0 | 0 | 2 | 2000 | 0 | 2 | 29.4 | 112 | GT (Gas Turbine) | ng | 14 | NG (Natural Gas) | 2494 | 2494-GT22 | 2494 | GT22
1129 | 0 | 0 | 14 | -11 | 1.02 | 100 | 0 | 20 | 16 | 0 | 0 | 0 | 0 | 0 | 0 | 0 | 124.5 | 373.5 | 0 | 0 | 0 | 0 | 0 | 0 | 2 | 2000 | 0 | 2 | 200.1 | 3220 | GT (Gas Turbine) | dfo | 15 | DFO (Distillate Fuel Oil) | 2494 | 2494-GT23 | 2494 | GT23
1129 | 0 | 0 | 14 | -11 | 1.02 | 100 | 0 | 20 | 16 | 0 | 0 | 0 | 0 | 0 | 0 | 0 | 115.5 | 346.5 | 0 | 0 | 0 | 0 | 0 | 0 | 2 | 2000 | 0 | 2 | 29.4 | 112 | GT (Gas Turbine) | ng | 16 | NG (Natural Gas) | 2494 | 2494-GT24 | 2494 | GT24
1129 | 0 | 0 | 14 | -11 | 1.02 | 100 | 0 | 20 | 16 | 0 | 0 | 0 | 0 | 0 | 0 | 0 | 117 | 351 | 0 | 0 | 0 | 0 | 0 | 0 | 2 | 2000 | 0 | 2 | 31.5 | 120 | GT (Gas Turbine) | ng | 17 | NG (Natural Gas) | 2494 | 2494-GT25 | 2494 | GT25
1129 | 0 | 0 | 14 | -11 | 1.02 | 100 | 0 | 20 | 16 | 0 | 0 | 0 | 0 | 0 | 0 | 0 | 124.5 | 373.5 | 0 | 0 | 0 | 0 | 0 | 0 | 2 | 2000 | 0 | 2 | 200.1 | 3220 | GT (Gas Turbine) | dfo | 18 | KER (Kerosene) | 2494 | 2494-GT26 | 2494 | GT26
1129 | 0 | 0 | 14 | -11 | 1.02 | 100 | 0 | 20 | 16 | 0 | 0 | 0 | 0 | 0 | 0 | 0 | 123.5 | 370.5 | 0 | 0 | 0 | 0 | 0 | 0 | 2 | 2000 | 0 | 2 | 31.5 | 120 | GT (Gas Turbine) | ng | 19 | NG (Natural Gas) | 2494 | 2494-GT27 | 2494 | GT27
1129 | 0 | 0 | 14 | -11 | 1.02 | 100 | 0 | 20 | 16 | 0 | 0 | 0 | 0 | 0 | 0 | 0 | 114.5 | 343.5 | 0 | 0 | 0 | 0 | 0 | 0 | 2 | 2000 | 0 | 2 | 31.5 | 120 | GT (Gas Turbine) | ng | 20 | NG (Natural Gas) | 2494 | 2494-GT28 | 2494 | GT28
1129 | 0 | 0 | 14 | -11 | 1.02 | 100 | 0 | 20 | 16 | 0 | 0 | 0 | 0 | 0 | 0 | 0 | 109.5 | 328.5 | 0 | 0 | 0 | 0 | 0 | 0 | 2 | 2000 | 0 | 2 | 29.4 | 112 | GT (Gas Turbine) | ng | 21 | NG (Natural Gas) | 2494 | 2494-GT31 | 2494 | GT31
1129 | 0 | 0 | 14 | -11 | 1.02 | 100 | 0 | 20 | 16 | 0 | 0 | 0 | 0 | 0 | 0 | 0 | 113 | 339 | 0 | 0 | 0 | 0 | 0 | 0 | 2 | 2000 | 0 | 2 | 200.1 | 3220 | GT (Gas Turbine) | dfo | 22 | DFO (Distillate Fuel Oil) | 2494 | 2494-GT32 | 2494 | GT32
1129 | 0 | 0 | 14 | -11 | 1.02 | 100 | 0 | 20 | 16 | 0 | 0 | 0 | 0 | 0 | 0 | 0 | 119 | 357 | 0 | 0 | 0 | 0 | 0 | 0 | 2 | 2000 | 0 | 2 | 31.5 | 120 | GT (Gas Turbine) | ng | 23 | NG (Natural Gas) | 2494 | 2494-GT33 | 2494 | GT33
1129 | 0 | 0 | 14 | -11 | 1.02 | 100 | 0 | 20 | 16 | 0 | 0 | 0 | 0 | 0 | 0 | 0 | 107 | 321 | 0 | 0 | 0 | 0 | 0 | 0 | 2 | 2000 | 0 | 2 | 200.1 | 3220 | GT (Gas Turbine) | dfo | 24 | KER (Kerosene) | 2494 | 2494-GT34 | 2494 | GT34
1129 | 0 | 0 | 14 | -11 | 1.02 | 100 | 0 | 20 | 16 | 0 | 0 | 0 | 0 | 0 | 0 | 0 | 114 | 342 | 0 | 0 | 0 | 0 | 0 | 0 | 2 | 2000 | 0 | 2 | 200.1 | 3220 | GT (Gas Turbine) | dfo | 25 | DFO (Distillate Fuel Oil) | 2494 | 2494-GT35 | 2494 | GT35
1129 | 0 | 0 | 14 | -11 | 1.02 | 100 | 0 | 20 | 15.2 | 0 | 0 | 0 | 0 | 0 | 0 | 0 | 105 | 315 | 0 | 0 | 0 | 0 | 0 | 0 | 2 | 2000 | 0 | 2 | 31.5 | 120 | GT (Gas Turbine) | ng | 26 | NG (Natural Gas) | 2494 | 2494-GT36 | 2494 | GT36
1129 | 0 | 0 | 14 | -11 | 1.02 | 100 | 0 | 20 | 16 | 0 | 0 | 0 | 0 | 0 | 0 | 0 | 119.5 | 358.5 | 0 | 0 | 0 | 0 | 0 | 0 | 2 | 2000 | 0 | 2 | 29.4 | 112 | GT (Gas Turbine) | ng | 27 | NG (Natural Gas) | 2494 | 2494-GT37 | 2494 | GT37
1129 | 0 | 0 | 14 | -11 | 1.02 | 100 | 0 | 20 | 16 | 0 | 0 | 0 | 0 | 0 | 0 | 0 | 119.5 | 358.5 | 0 | 0 | 0 | 0 | 0 | 0 | 2 | 2000 | 0 | 2 | 200.1 | 3220 | GT (Gas Turbine) | dfo | 28 | DFO (Distillate Fuel Oil) | 2494 | 2494-GT38 | 2494 | GT38
1129 | 0 | 0 | 14 | -11 | 1.02 | 100 | 0 | 20 | 16 | 0 | 0 | 0 | 0 | 0 | 0 | 0 | 122 | 366 | 0 | 0 | 0 | 0 | 0 | 0 | 2 | 500 | 0 | 2 | 29.4 | 112 | GT (Gas Turbine) | ng | 29 | NG (Natural Gas) | 2494 | 2494-GT41 | 2494 | GT41
1129 | 0 | 0 | 14 | -11 | 1.02 | 100 | 0 | 20 | 16 | 0 | 0 | 0 | 0 | 0 | 0 | 0 | 112.5 | 337.5 | 0 | 0 | 0 | 0 | 0 | 0 | 2 | 500 | 0 | 2 | 200.1 | 3220 | GT (Gas Turbine) | dfo | 30 | DFO (Distillate Fuel Oil) | 2494 | 2494-GT42 | 2494 | GT42
1129 | 0 | 0 | 14 | -11 | 1.02 | 100 | 0 | 20 | 16 | 0 | 0 | 0 | 0 | 0 | 0 | 0 | 102 | 306 | 0 | 0 | 0 | 0 | 0 | 0 | 2 | 500 | 0 | 2 | 31.5 | 120 | GT (Gas Turbine) | ng | 31 | NG (Natural Gas) | 2494 | 2494-GT43 | 2494 | GT43
1129 | 0 | 0 | 14 | -11 | 1.02 | 100 | 0 | 20 | 16 | 0 | 0 | 0 | 0 | 0 | 0 | 0 | 111.5 | 334.5 | 0 | 0 | 0 | 0 | 0 | 0 | 2 | 500 | 0 | 2 | 29.4 | 112 | GT (Gas Turbine) | ng | 32 | NG (Natural Gas) | 2494 | 2494-GT44 | 2494 | GT44
1129 | 0 | 0 | 14 | -11 | 1.02 | 100 | 0 | 20 | 15.7 | 0 | 0 | 0 | 0 | 0 | 0 | 0 | 110.5 | 331.5 | 0 | 0 | 0 | 0 | 0 | 0 | 2 | 500 | 0 | 2 | 31.5 | 120 | GT (Gas Turbine) | ng | 33 | NG (Natural Gas) | 2494 | 2494-GT45 | 2494 | GT45
1129 | 0 | 0 | 14 | -11 | 1.02 | 100 | 0 | 20 | 16 | 0 | 0 | 0 | 0 | 0 | 0 | 0 | 115 | 345 | 0 | 0 | 0 | 0 | 0 | 0 | 2 | 500 | 0 | 2 | 200.1 | 3220 | GT (Gas Turbine) | dfo | 34 | DFO (Distillate Fuel Oil) | 2494 | 2494-GT46 | 2494 | GT46
1129 | 0 | 0 | 14 | -11 | 1.02 | 100 | 0 | 20 | 16 | 0 | 0 | 0 | 0 | 0 | 0 | 0 | 108.5 | 325.5 | 0 | 0 | 0 | 0 | 0 | 0 | 2 | 500 | 0 | 2 | 200.1 | 3220 | GT (Gas Turbine) | dfo | 35 | DFO (Distillate Fuel Oil) | 2494 | 2494-GT47 | 2494 | GT47
1129 | 0 | 0 | 14 | -11 | 1.02 | 100 | 0 | 20 | 16 | 0 | 0 | 0 | 0 | 0 | 0 | 0 | 109.5 | 328.5 | 0 | 0 | 0 | 0 | 0 | 0 | 2 | 500 | 0 | 2 | 29.4 | 112 | GT (Gas Turbine) | ng | 36 | NG (Natural Gas) | 2494 | 2494-GT48 | 2494 | GT48
1129 | 0 | 0 | 15.4 | -12.1 | 1.02 | 100 | 0 | 22 | 16 | 0 | 0 | 0 | 0 | 0 | 0 | 0 | 124.5 | 373.5 | 0 | 0 | 0 | 0 | 0 | 0 | 2 | 2000 | 0 | 2 | 200.1 | 3220 | GT (Gas Turbine) | dfo | 37 | DFO (Distillate Fuel Oil) | 2499 | 2499-NT11 | 2499 | NT11
1129 | 0 | 0 | 15.4 | -12.1 | 1.02 | 100 | 0 | 22 | 16 | 0 | 0 | 0 | 0 | 0 | 0 | 0 | 119 | 357 | 0 | 0 | 0 | 0 | 0 | 0 | 2 | 2000 | 0 | 2 | 31.5 | 120 | GT (Gas Turbine) | ng | 38 | NG (Natural Gas) | 2499 | 2499-NT12 | 2499 | NT12
1129 | 0 | 0 | 15.4 | -12.1 | 1.02 | 100 | 0 | 22 | 16 | 0 | 0 | 0 | 0 | 0 | 0 | 0 | 124.5 | 373.5 | 0 | 0 | 0 | 0 | 0 | 0 | 2 | 2000 | 0 | 2 | 200.1 | 3220 | GT (Gas Turbine) | dfo | 39 | DFO (Distillate Fuel Oil) | 2499 | 2499-NT13 | 2499 | NT13
1129 | 0 | 0 | 15.4 | -12.1 | 1.02 | 100 | 0 | 22 | 16 | 0 | 0 | 0 | 0 | 0 | 0 | 0 | 124.5 | 373.5 | 0 | 0 | 0 | 0 | 0 | 0 | 2 | 2000 | 0 | 2 | 200.1 | 3220 | GT (Gas Turbine) | dfo | 40 | DFO (Distillate Fuel Oil) | 2499 | 2499-NT14 | 2499 | NT14
1129 | 0 | 0 | 15.4 | -12.1 | 1.02 | 100 | 0 | 22 | 16 | 0 | 0 | 0 | 0 | 0 | 0 | 0 | 124.5 | 373.5 | 0 | 0 | 0 | 0 | 0 | 0 | 2 | 2000 | 0 | 2 | 200.1 | 3220 | GT (Gas Turbine) | dfo | 41 | KER (Kerosene) | 2499 | 2499-NT15 | 2499 | NT15
1129 | 0 | 0 | 15.4 | -12.1 | 1.02 | 100 | 0 | 22 | 15.7 | 0 | 0 | 0 | 0 | 0 | 0 | 0 | 111 | 333 | 0 | 0 | 0 | 0 | 0 | 0 | 2 | 2000 | 0 | 2 | 200.1 | 3220 | GT (Gas Turbine) | dfo | 42 | DFO (Distillate Fuel Oil) | 2499 | 2499-NT16 | 2499 | NT16
1129 | 0 | 0 | 15.4 | -12.1 | 1.02 | 100 | 0 | 22 | 15.6 | 0 | 0 | 0 | 0 | 0 | 0 | 0 | 124.5 | 373.5 | 0 | 0 | 0 | 0 | 0 | 0 | 2 | 2000 | 0 | 2 | 200.1 | 3220 | GT (Gas Turbine) | dfo | 43 | DFO (Distillate Fuel Oil) | 2499 | 2499-NT17 | 2499 | NT17
1129 | 0 | 0 | 15.4 | -12.1 | 1.02 | 100 | 0 | 22 | 16 | 0 | 0 | 0 | 0 | 0 | 0 | 0 | 116 | 348 | 0 | 0 | 0 | 0 | 0 | 0 | 2 | 2000 | 0 | 2 | 31.5 | 120 | GT (Gas Turbine) | ng | 44 | NG (Natural Gas) | 2499 | 2499-NT18 | 2499 | NT18
1129 | 0 | 0 | 15.4 | -12.1 | 1.02 | 100 | 0 | 22 | 16 | 0 | 0 | 0 | 0 | 0 | 0 | 0 | 124 | 372 | 0 | 0 | 0 | 0 | 0 | 0 | 2 | 2000 | 0 | 2 | 200.1 | 3220 | GT (Gas Turbine) | dfo | 45 | DFO (Distillate Fuel Oil) | 2499 | 2499-NT21 | 2499 | NT21
1129 | 0 | 0 | 15.4 | -12.1 | 1.02 | 100 | 0 | 22 | 16 | 0 | 0 | 0 | 0 | 0 | 0 | 0 | 114.5 | 343.5 | 0 | 0 | 0 | 0 | 0 | 0 | 2 | 2000 | 0 | 2 | 200.1 | 3220 | GT (Gas Turbine) | dfo | 46 | DFO (Distillate Fuel Oil) | 2499 | 2499-NT22 | 2499 | NT22
1129 | 0 | 0 | 15.4 | -12.1 | 1.02 | 100 | 0 | 22 | 16 | 0 | 0 | 0 | 0 | 0 | 0 | 0 | 119 | 357 | 0 | 0 | 0 | 0 | 0 | 0 | 2 | 2000 | 0 | 2 | 200.1 | 3220 | GT (Gas Turbine) | dfo | 47 | KER (Kerosene) | 2499 | 2499-NT23 | 2499 | NT23
1129 | 0 | 0 | 15.4 | -12.1 | 1.02 | 100 | 0 | 22 | 16 | 0 | 0 | 0 | 0 | 0 | 0 | 0 | 121 | 363 | 0 | 0 | 0 | 0 | 0 | 0 | 2 | 2000 | 0 | 2 | 31.5 | 120 | GT (Gas Turbine) | ng | 48 | NG (Natural Gas) | 2499 | 2499-NT24 | 2499 | NT24
1129 | 0 | 0 | 15.4 | -12.1 | 1.02 | 100 | 0 | 22 | 16 | 0 | 0 | 0 | 0 | 0 | 0 | 0 | 122 | 366 | 0 | 0 | 0 | 0 | 0 | 0 | 2 | 2000 | 0 | 2 | 200.1 | 3220 | GT (Gas Turbine) | dfo | 49 | DFO (Distillate Fuel Oil) | 2499 | 2499-NT25 | 2499 | NT25
1129 | 0 | 0 | 15.4 | -12.1 | 1.02 | 100 | 0 | 22 | 15.4 | 0 | 0 | 0 | 0 | 0 | 0 | 0 | 109.5 | 328.5 | 0 | 0 | 0 | 0 | 0 | 0 | 2 | 2000 | 0 | 2 | 200.1 | 3220 | GT (Gas Turbine) | dfo | 50 | DFO (Distillate Fuel Oil) | 2499 | 2499-NT26 | 2499 | NT26
1129 | 0 | 0 | 15.4 | -12.1 | 1.02 | 100 | 0 | 22 | 16 | 0 | 0 | 0 | 0 | 0 | 0 | 0 | 124.5 | 373.5 | 0 | 0 | 0 | 0 | 0 | 0 | 2 | 2000 | 0 | 2 | 200.1 | 3220 | GT (Gas Turbine) | dfo | 51 | DFO (Distillate Fuel Oil) | 2499 | 2499-NT27 | 2499 | NT27
1129 | 0 | 0 | 15.4 | -12.1 | 1.02 | 100 | 0 | 22 | 15.8 | 0 | 0 | 0 | 0 | 0 | 0 | 0 | 109.5 | 328.5 | 0 | 0 | 0 | 0 | 0 | 0 | 2 | 2000 | 0 | 2 | 29.4 | 112 | GT (Gas Turbine) | ng | 52 | NG (Natural Gas) | 2499 | 2499-NT28 | 2499 | NT28
1129 | 0 | 0 | 32.9 | -25.9 | 1.02 | 100 | 0 | 47 | 1 | 0 | 0 | 0 | 0 | 0 | 0 | 0 | 200 | 600 | 0 | 0 | 0 | 0 | 0 | 0 | 2 | 2000 | 0 | 2 | 29.4 | 112 | GT (Gas Turbine) | ng | 53 | NG (Natural Gas) | 7910 | 2195109 | 7910 | 1
1129 | 0 | 0 | 32.9 | -25.9 | 1.02 | 100 | 0 | 47 | 1 | 0 | 0 | 0 | 0 | 0 | 0 | 0 | 199.5 | 598.5 | 0 | 0 | 0 | 0 | 0 | 0 | 2 | 2000 | 0 | 2 | 29.4 | 112 | GT (Gas Turbine) | ng | 54 | NG (Natural Gas) | 7910 | 2195140 | 7910 | 2
1129 | 0 | 0 | 32.9 | -25.9 | 1.02 | 100 | 0 | 47 | 1 | 0 | 0 | 0 | 0 | 0 | 0 | 0 | 230 | 690 | 0 | 0 | 0 | 0 | 0 | 0 | 2 | 2000 | 0 | 2 | 29.4 | 112 | GT (Gas Turbine) | ng | 55 | NG (Natural Gas) | 8053 | 8053-N01 | 8053 | N01
1130 | 0 | 0 | 0.3 | -0.2 | 1.02 | 100 | 0 | 0.4 | 0.1 | 0 | 0 | 0 | 0 | 0 | 0 | 0 | 0.8 | 2.4 | 0 | 0 | 0 | 0 | 0 | 0 | 2 | 500 | 0 | 2 | 207 | 0 | IC (Internal Combustion) | dfo | 1 | DFO (Distillate Fuel Oil) | 61416 | 61416-CAM12 | 61416 | CAM12
1130 | 0 | 0 | 0.4 | -0.3 | 1.02 | 100 | 0 | 0.6 | 0.1 | 0 | 0 | 0 | 0 | 0 | 0 | 0 | 1.2 | 3.6 | 0 | 0 | 0 | 0 | 0 | 0 | 2 | 500 | 0 | 2 | 207 | 0 | IC (Internal Combustion) | dfo | 2 | DFO (Distillate Fuel Oil) | 61416 | 61416-FPA15 | 61416 | FPA15
1130 | 0 | 0 | 0.6 | -0.5 | 1.02 | 100 | 0 | 0.9 | 0.3 | 0 | 0 | 0 | 0 | 0 | 0 | 0 | 1.8 | 5.4 | 0 | 0 | 0 | 0 | 0 | 0 | 2 | 500 | 0 | 2 | 207 | 0 | IC (Internal Combustion) | dfo | 3 | DFO (Distillate Fuel Oil) | 61416 | 61416-GP7 | 61416 | GP7
1130 | 0 | 0 | 0.6 | -0.5 | 1.02 | 100 | 0 | 0.9 | 0.3 | 0 | 0 | 0 | 0 | 0 | 0 | 0 | 1.8 | 5.4 | 0 | 0 | 0 | 0 | 0 | 0 | 2 | 500 | 0 | 2 | 207 | 0 | IC (Internal Combustion) | dfo | 4 | DFO (Distillate Fuel Oil) | 61416 | 61416-GP8 | 61416 | GP8
1130 | 0 | 0 | 0.6 | -0.5 | 1.02 | 100 | 0 | 0.9 | 0.3 | 0 | 0 | 0 | 0 | 0 | 0 | 0 | 1.8 | 5.4 | 0 | 0 | 0 | 0 | 0 | 0 | 2 | 500 | 0 | 2 | 207 | 0 | IC (Internal Combustion) | dfo | 5 | DFO (Distillate Fuel Oil) | 61416 | 61416-GP9 | 61416 | GP9
1130 | 0 | 0 | 0.7 | -0.6 | 1.02 | 100 | 0 | 1 | 0.3 | 0 | 0 | 0 | 0 | 0 | 0 | 0 | 2 | 6 | 0 | 0 | 0 | 0 | 0 | 0 | 2 | 500 | 0 | 2 | 207 | 0 | IC (Internal Combustion) | dfo | 6 | DFO (Distillate Fuel Oil) | 61416 | 61416-AP1 | 61416 | AP1
1130 | 0 | 0 | 0.7 | -0.6 | 1.02 | 100 | 0 | 1 | 0.3 | 0 | 0 | 0 | 0 | 0 | 0 | 0 | 2 | 6 | 0 | 0 | 0 | 0 | 0 | 0 | 2 | 500 | 0 | 2 | 207 | 0 | IC (Internal Combustion) | dfo | 7 | DFO (Distillate Fuel Oil) | 61416 | 61416-AP2 | 61416 | AP2
1130 | 0 | 0 | 0.7 | -0.6 | 1.02 | 100 | 0 | 1 | 0.3 | 0 | 0 | 0 | 0 | 0 | 0 | 0 | 2 | 6 | 0 | 0 | 0 | 0 | 0 | 0 | 2 | 500 | 0 | 2 | 207 | 0 | IC (Internal Combustion) | dfo | 8 | DFO (Distillate Fuel Oil) | 61416 | 61416-AP3 | 61416 | AP3
1130 | 0 | 0 | 0.7 | -0.6 | 1.02 | 100 | 0 | 1 | 0.3 | 0 | 0 | 0 | 0 | 0 | 0 | 0 | 2 | 6 | 0 | 0 | 0 | 0 | 0 | 0 | 2 | 500 | 0 | 2 | 207 | 0 | IC (Internal Combustion) | dfo | 9 | DFO (Distillate Fuel Oil) | 61416 | 61416-AP4 | 61416 | AP4
1130 | 0 | 0 | 1.1 | -0.8 | 1.02 | 100 | 0 | 1.5 | 0.4 | 0 | 0 | 0 | 0 | 0 | 0 | 0 | 3 | 9 | 0 | 0 | 0 | 0 | 0 | 0 | 2 | 500 | 0 | 2 | 207 | 0 | IC (Internal Combustion) | dfo | 10 | DFO (Distillate Fuel Oil) | 61416 | 61416-AP5 | 61416 | AP5
1130 | 0 | 0 | 1.1 | -0.8 | 1.02 | 100 | 0 | 1.5 | 0.4 | 0 | 0 | 0 | 0 | 0 | 0 | 0 | 3 | 9 | 0 | 0 | 0 | 0 | 0 | 0 | 2 | 500 | 0 | 2 | 207 | 0 | IC (Internal Combustion) | dfo | 11 | DFO (Distillate Fuel Oil) | 61416 | 61416-AP6 | 61416 | AP6
1130 | 0 | 0 | 1.1 | -0.8 | 1.02 | 100 | 0 | 1.5 | 0.4 | 0 | 0 | 0 | 0 | 0 | 0 | 0 | 3 | 9 | 0 | 0 | 0 | 0 | 0 | 0 | 2 | 500 | 0 | 2 | 207 | 0 | IC (Internal Combustion) | dfo | 12 | DFO (Distillate Fuel Oil) | 61416 | 61416-EB10 | 61416 | EB10
1130 | 0 | 0 | 1.1 | -0.8 | 1.02 | 100 | 0 | 1.5 | 0.4 | 0 | 0 | 0 | 0 | 0 | 0 | 0 | 3 | 9 | 0 | 0 | 0 | 0 | 0 | 0 | 2 | 500 | 0 | 2 | 207 | 0 | IC (Internal Combustion) | dfo | 13 | DFO (Distillate Fuel Oil) | 61416 | 61416-EB11 | 61416 | EB11
1130 | 0 | 0 | 1.8 | -1.4 | 1.02 | 100 | 0 | 2.5 | 0.7 | 0 | 0 | 0 | 0 | 0 | 0 | 0 | 5 | 15 | 0 | 0 | 0 | 0 | 0 | 0 | 2 | 500 | 0 | 2 | 207 | 0 | IC (Internal Combustion) | dfo | 14 | DFO (Distillate Fuel Oil) | 61416 | 61416-HES13 | 61416 | HES13
1130 | 0 | 0 | 1.8 | -1.4 | 1.02 | 100 | 0 | 2.5 | 0.7 | 0 | 0 | 0 | 0 | 0 | 0 | 0 | 5 | 15 | 0 | 0 | 0 | 0 | 0 | 0 | 2 | 500 | 0 | 2 | 207 | 0 | IC (Internal Combustion) | dfo | 15 | DFO (Distillate Fuel Oil) | 61416 | 61416-HES14 | 61416 | HES14
1130 | 0 | 0 | 13 | -10.2 | 1.02 | 100 | 0 | 18.5 | 8 | 0 | 0 | 0 | 0 | 0 | 0 | 0 | 97.5 | 292.5 | 0 | 0 | 0 | 0 | 0 | 0 | 2 | 500 | 0 | 2 | 200.1 | 3220 | GT (Gas Turbine) | dfo | 16 | DFO (Distillate Fuel Oil) | 2504 | 2504-GT1 | 2504 | GT1
1130 | 0 | 0 | 13 | -10.2 | 1.02 | 100 | 0 | 18.5 | 8 | 0 | 0 | 0 | 0 | 0 | 0 | 0 | 107 | 321 | 0 | 0 | 0 | 0 | 0 | 0 | 2 | 500 | 0 | 2 | 200.1 | 3220 | GT (Gas Turbine) | dfo | 17 | DFO (Distillate Fuel Oil) | 2504 | 2504-GT2 | 2504 | GT2
1131 | 0 | 0 | 11.4 | -9 | 1.02 | 100 | 0 | 16.3 | 11 | 0 | 0 | 0 | 0 | 0 | 0 | 0 | 97.5 | 292.5 | 0 | 0 | 0 | 0 | 0 | 0 | 2 | 500 | 0 | 2 | 200.1 | 3220 | GT (Gas Turbine) | dfo | 1 | DFO (Distillate Fuel Oil) | 2496 | 2496-GT3 | 2496 | GT3
1131 | 0 | 0 | 11.4 | -9 | 1.02 | 100 | 0 | 16.3 | 11 | 0 | 0 | 0 | 0 | 0 | 0 | 0 | 101 | 303 | 0 | 0 | 0 | 0 | 0 | 0 | 2 | 500 | 0 | 2 | 200.1 | 3220 | GT (Gas Turbine) | dfo | 2 | DFO (Distillate Fuel Oil) | 2496 | 2496-GT5 | 2496 | GT5
1131 | 0 | 0 | 120.75 | -112.7 | 1.02 | 100 | 0 | 161 | 125 | 0 | 0 | 0 | 0 | 0 | 0 | 0 | 620 | 1860 | 0 | 0 | 0 | 0 | 0 | 0 | 2 | 1480 | 0 | 2 | 26.77 | 949.2058 | CC (Combined Cycle Generic) | ng | C2 | NG (Natural Gas) | 54914 | 54914_CC2 | 54914 | Brooklyn Navy Yard Cogeneration
1131 | 0 | 0 | 120.75 | -112.7 | 1.02 | 100 | 0 | 161 | 125 | 0 | 0 | 0 | 0 | 0 | 0 | 0 | 620 | 1860 | 0 | 0 | 0 | 0 | 0 | 0 | 2 | 1480 | 0 | 2 | 27.2884 | 825.6644 | CC (Combined Cycle Generic) | ng | C3 | NG (Natural Gas) | 54914 | 54914_CC1 | 54914 | Brooklyn Navy Yard Cogeneration
1132 | 0 | 219.5677 | 9900 | -9900 | 1.02 | 100 | 1 | 200 | 0 | 0 | 0 | 0 | 0 | 0 | 0 | 0 | 0 | 0 | 0 | 0 | 0 | 0 | 0 | 0 | 2 | 0 | 0 | 2 | 0 | 0 | proxy | import | x | import |  |  |  | Hudson
1133 | 0 | 0 | 1 | -0.8 | 1.02 | 100 | 0 | 1.4 | 0.1 | 0 | 0 | 0 | 0 | 0 | 0 | 0 | 2.8 | 8.4 | 0 | 0 | 0 | 0 | 0 | 0 | 2 | 500 | 0 | 2 | 207 | 0 | IC (Internal Combustion) | dfo | 1 | DFO (Distillate Fuel Oil) | 61238 | 61238-GRB1 | 61238 | GRB1
1133 | 0 | 0 | 1 | -0.8 | 1.02 | 100 | 0 | 1.4 | 0.1 | 0 | 0 | 0 | 0 | 0 | 0 | 0 | 2.8 | 8.4 | 0 | 0 | 0 | 0 | 0 | 0 | 2 | 500 | 0 | 2 | 207 | 0 | IC (Internal Combustion) | dfo | 2 | DFO (Distillate Fuel Oil) | 61238 | 61238-GRB2 | 61238 | GRB2
1133 | 0 | 0 | 1 | -0.8 | 1.02 | 100 | 0 | 1.4 | 0.1 | 0 | 0 | 0 | 0 | 0 | 0 | 0 | 2.8 | 8.4 | 0 | 0 | 0 | 0 | 0 | 0 | 2 | 500 | 0 | 2 | 25.2 | 0 | IC (Internal Combustion) | ng | 3 | NG (Natural Gas) | 61238 | 61238-GRB3 | 61238 | GRB3
1133 | 0 | 0 | 1.1 | -0.8 | 1.02 | 100 | 0 | 1.5 | 0.1 | 0 | 0 | 0 | 0 | 0 | 0 | 0 | 3 | 9 | 0 | 0 | 0 | 0 | 0 | 0 | 2 | 500 | 0 | 2 | 207 | 0 | IC (Internal Combustion) | dfo | 4 | DFO (Distillate Fuel Oil) | 61238 | 61238-DHK1 | 61238 | DHK1
1133 | 0 | 0 | 1.1 | -0.8 | 1.02 | 100 | 0 | 1.5 | 0.1 | 0 | 0 | 0 | 0 | 0 | 0 | 0 | 3 | 9 | 0 | 0 | 0 | 0 | 0 | 0 | 2 | 500 | 0 | 2 | 207 | 0 | IC (Internal Combustion) | dfo | 5 | DFO (Distillate Fuel Oil) | 61238 | 61238-DHK2 | 61238 | DHK2
1133 | 0 | 0 | 1.1 | -0.8 | 1.02 | 100 | 0 | 1.5 | 0.1 | 0 | 0 | 0 | 0 | 0 | 0 | 0 | 3 | 9 | 0 | 0 | 0 | 0 | 0 | 0 | 2 | 500 | 0 | 2 | 207 | 0 | IC (Internal Combustion) | dfo | 6 | DFO (Distillate Fuel Oil) | 61238 | 61238-DHK3 | 61238 | DHK3
1133 | 0 | 0 | 1.1 | -0.8 | 1.02 | 100 | 0 | 1.5 | 0.1 | 0 | 0 | 0 | 0 | 0 | 0 | 0 | 3 | 9 | 0 | 0 | 0 | 0 | 0 | 0 | 2 | 500 | 0 | 2 | 207 | 0 | IC (Internal Combustion) | dfo | 7 | DFO (Distillate Fuel Oil) | 61238 | 61238-GRB4 | 61238 | GRB4
1133 | 0 | 0 | 1.8 | -1.4 | 1.02 | 100 | 0 | 2.5 | 0.3 | 0 | 0 | 0 | 0 | 0 | 0 | 0 | 5 | 15 | 0 | 0 | 0 | 0 | 0 | 0 | 2 | 500 | 0 | 2 | 207 | 0 | IC (Internal Combustion) | dfo | 8 | DFO (Distillate Fuel Oil) | 61238 | 61238-ANX1 | 61238 | ANX1
1133 | 0 | 0 | 1.8 | -1.4 | 1.02 | 100 | 0 | 2.5 | 0.3 | 0 | 0 | 0 | 0 | 0 | 0 | 0 | 5 | 15 | 0 | 0 | 0 | 0 | 0 | 0 | 2 | 500 | 0 | 2 | 207 | 0 | IC (Internal Combustion) | dfo | 9 | DFO (Distillate Fuel Oil) | 61238 | 61238-ANX2 | 61238 | ANX2
1133 | 0 | 0 | 5.4 | -4.2 | 1.02 | 100 | 0 | 7.7 | 0.7 | 0 | 0 | 0 | 0 | 0 | 0 | 0 | 38.5 | 115.5 | 0 | 0 | 0 | 0 | 0 | 0 | 2 | 2000 | 0 | 2 | 200.1 | 3220 | GT (Gas Turbine) | dfo | 10 | DFO (Distillate Fuel Oil) | 61238 | 61238-CGTB | 61238 | CGTB
1133 | 0 | 0 | 11.2 | -8.8 | 1.02 | 100 | 0 | 16 | 7 | 0 | 0 | 0 | 0 | 0 | 0 | 0 | 50.5 | 151.5 | 0 | 0 | 0 | 0 | 0 | 0 | 2 | 2000 | 0 | 2 | 29.4 | 112 | GT (Gas Turbine) | ng | 11 | NG (Natural Gas) | 2500 | 2500-GT1 | 2500 | GT1
1133 | 0 | 0 | 14.8 | -11.6 | 1.02 | 100 | 0 | 21.1 | 7 | 0 | 0 | 0 | 0 | 0 | 0 | 0 | 78 | 234 | 0 | 0 | 0 | 0 | 0 | 0 | 2 | 2000 | 0 | 2 | 29.4 | 112 | GT (Gas Turbine) | ng | 12 | NG (Natural Gas) | 2500 | 2500-GT4 | 2500 | GT4
1133 | 0 | 0 | 14.8 | -11.6 | 1.02 | 100 | 0 | 21.1 | 7 | 0 | 0 | 0 | 0 | 0 | 0 | 0 | 86 | 258 | 0 | 0 | 0 | 0 | 0 | 0 | 2 | 2000 | 0 | 2 | 29.4 | 112 | GT (Gas Turbine) | ng | 13 | NG (Natural Gas) | 2500 | 2500-GT5 | 2500 | GT5
1133 | 0 | 0 | 15.4 | -12.1 | 1.02 | 100 | 0 | 22 | 7 | 0 | 0 | 0 | 0 | 0 | 0 | 0 | 82.5 | 247.5 | 0 | 0 | 0 | 0 | 0 | 0 | 2 | 2000 | 0 | 2 | 29.4 | 112 | GT (Gas Turbine) | ng | 14 | NG (Natural Gas) | 2500 | 2500-GT6 | 2500 | GT6
1133 | 0 | 0 | 17.5 | -13.8 | 1.02 | 100 | 0 | 25 | 10 | 0 | 0 | 0 | 0 | 0 | 0 | 0 | 122 | 366 | 0 | 0 | 0 | 0 | 0 | 0 | 2 | 2000 | 0 | 2 | 31.5 | 120 | GT (Gas Turbine) | ng | 15 | NG (Natural Gas) | 2500 | 2500-GT10 | 2500 | GT10
1133 | 0 | 0 | 17.5 | -13.8 | 1.02 | 100 | 0 | 25 | 10 | 0 | 0 | 0 | 0 | 0 | 0 | 0 | 112 | 336 | 0 | 0 | 0 | 0 | 0 | 0 | 2 | 2000 | 0 | 2 | 29.4 | 112 | GT (Gas Turbine) | ng | 16 | NG (Natural Gas) | 2500 | 2500-GT11 | 2500 | GT11
1133 | 0 | 0 | 17.5 | -13.8 | 1.02 | 100 | 0 | 25 | 10 | 0 | 0 | 0 | 0 | 0 | 0 | 0 | 114 | 342 | 0 | 0 | 0 | 0 | 0 | 0 | 2 | 2000 | 0 | 2 | 29.4 | 112 | GT (Gas Turbine) | ng | 17 | NG (Natural Gas) | 2500 | 2500-GT9 | 2500 | GT9
1133 | 0 | 0 | 30 | -23.6 | 1.02 | 100 | 0 | 42.9 | 10 | 0 | 0 | 0 | 0 | 0 | 0 | 0 | 208.5 | 625.5 | 0 | 0 | 0 | 0 | 0 | 0 | 2 | 2000 | 0 | 2 | 29.4 | 112 | GT (Gas Turbine) | ng | 18 | NG (Natural Gas) | 2500 | 2500-GT21 | 2500 | GT21
1133 | 0 | 0 | 30 | -23.6 | 1.02 | 100 | 0 | 42.9 | 10 | 0 | 0 | 0 | 0 | 0 | 0 | 0 | 209.5 | 628.5 | 0 | 0 | 0 | 0 | 0 | 0 | 2 | 2000 | 0 | 2 | 29.4 | 112 | GT (Gas Turbine) | ng | 19 | NG (Natural Gas) | 2500 | 2500-GT22 | 2500 | GT22
1133 | 0 | 0 | 30 | -23.6 | 1.02 | 100 | 0 | 42.9 | 10 | 0 | 0 | 0 | 0 | 0 | 0 | 0 | 186.5 | 559.5 | 0 | 0 | 0 | 0 | 0 | 0 | 2 | 2000 | 0 | 2 | 29.4 | 112 | GT (Gas Turbine) | ng | 20 | NG (Natural Gas) | 2500 | 2500-GT23 | 2500 | GT23
1133 | 0 | 0 | 30 | -23.6 | 1.02 | 100 | 0 | 42.9 | 10 | 0 | 0 | 0 | 0 | 0 | 0 | 0 | 208 | 624 | 0 | 0 | 0 | 0 | 0 | 0 | 2 | 2000 | 0 | 2 | 29.4 | 112 | GT (Gas Turbine) | ng | 21 | NG (Natural Gas) | 2500 | 2500-GT24 | 2500 | GT24
1133 | 0 | 0 | 30 | -23.6 | 1.02 | 100 | 0 | 42.9 | 10 | 0 | 0 | 0 | 0 | 0 | 0 | 0 | 204 | 612 | 0 | 0 | 0 | 0 | 0 | 0 | 2 | 2000 | 0 | 2 | 29.4 | 112 | GT (Gas Turbine) | ng | 22 | NG (Natural Gas) | 2500 | 2500-GT31 | 2500 | GT31
1133 | 0 | 0 | 30 | -23.6 | 1.02 | 100 | 0 | 42.9 | 10 | 0 | 0 | 0 | 0 | 0 | 0 | 0 | 201.5 | 604.5 | 0 | 0 | 0 | 0 | 0 | 0 | 2 | 2000 | 0 | 2 | 29.4 | 112 | GT (Gas Turbine) | ng | 23 | NG (Natural Gas) | 2500 | 2500-GT32 | 2500 | GT32
1133 | 0 | 0 | 30 | -23.6 | 1.02 | 100 | 0 | 42.9 | 10 | 0 | 0 | 0 | 0 | 0 | 0 | 0 | 204 | 612 | 0 | 0 | 0 | 0 | 0 | 0 | 2 | 2000 | 0 | 2 | 29.4 | 112 | GT (Gas Turbine) | ng | 24 | NG (Natural Gas) | 2500 | 2500-GT34 | 2500 | GT34
1133 | 0 | 0 | 32.9 | -25.9 | 1.02 | 100 | 0 | 47 | 1 | 0 | 0 | 0 | 0 | 0 | 0 | 0 | 200 | 600 | 0 | 0 | 0 | 0 | 0 | 0 | 2 | 2000 | 0 | 2 | 29.4 | 112 | GT (Gas Turbine) | ng | 25 | NG (Natural Gas) | 7909 | 7909-VG02 | 7909 | VG02
1133 | 0 | 0 | 32.9 | -25.9 | 1.02 | 100 | 0 | 47 | 1 | 0 | 0 | 0 | 0 | 0 | 0 | 0 | 199.5 | 598.5 | 0 | 0 | 0 | 0 | 0 | 0 | 2 | 2000 | 0 | 2 | 29.4 | 112 | GT (Gas Turbine) | ng | 26 | NG (Natural Gas) | 7909 | 7909-VG03 | 7909 | VG03
1133 | 0 | 0 | 280 | -220 | 1.02 | 100 | 0 | 400 | 75 | 0 | 0 | 0 | 0 | 0 | 0 | 0 | 149.12 | 447.36 | 0 | 0 | 0 | 0 | 0 | 0 | 2 | 2500 | 0 | 2 | 31.5 | 660 | ST (Steam Turbine) | ng | 29 | NG (Natural Gas) | 2500 | 219148 | 2500 | 1
1133 | 0 | 0 | 280 | -220 | 1.02 | 100 | 0 | 400 | 75 | 0 | 0 | 0 | 0 | 0 | 0 | 0 | 150.12 | 450.36 | 0 | 0 | 0 | 0 | 0 | 0 | 2 | 2500 | 0 | 2 | 31.5 | 660 | ST (Steam Turbine) | ng | 30 | NG (Natural Gas) | 2500 | 219179 | 2500 | 2
1133 | 0 | 0 | 718.9 | -564.9 | 1.02 | 100 | 0 | 1027 | 150 | 0 | 0 | 0 | 0 | 0 | 0 | 0 | 391.12 | 1173.36 | 0 | 0 | 0 | 0 | 0 | 0 | 2 | 2500 | 0 | 2 | 31.5 | 660 | ST (Steam Turbine) | ng | 31 | NG (Natural Gas) | 2500 | 219207 | 2500 | 3
1133 | 266.7986 | 162.8128 | 201.375 | -187.95 | 1.02 | 100 | 1 | 268.5 | 115 | 0 | 0 | 0 | 0 | 0 | 0 | 0 | 600 | 1800 | 0 | 0 | 0 | 0 | 0 | 0 | 2 | 2469 | 0 | 2 | 19.1686 | 661.4632 | CC (Combined Cycle Generic) | ng | C1 | NG (Natural Gas) | 2500 | 2500_CCR4 | 2500 | Ravenswood
1135 | 0 | 0 | 12 | -9.4 | 1.02 | 100 | 0 | 17.1 | 3 | 0 | 0 | 0 | 0 | 0 | 0 | 0 | 101.5 | 304.5 | 0 | 0 | 0 | 0 | 0 | 0 | 2 | 2000 | 0 | 2 | 200.1 | 3220 | GT (Gas Turbine) | dfo | 1 | DFO (Distillate Fuel Oil) | 2503 | 2503-GT1 | 2503 | GT1
1136 | 0 | 210.8734 | 9900 | -9900 | 1.02 | 100 | 1 | 200 | 0 | 0 | 0 | 0 | 0 | 0 | 0 | 0 | 0 | 0 | 0 | 0 | 0 | 0 | 0 | 0 | 2 | 0 | 0 | 2 | 0 | 0 | proxy | import | x | import |  |  |  | HTP
1146 | 0 | 0 | 19.6 | -15.4 | 1.01 | 100 | 0 | 28 | 8 | 0 | 0 | 0 | 0 | 0 | 0 | 0 | 0 | 0 | 0 | 0 | 0 | 0 | 0 | 0 | 2 | 0 | 0 | 2 | 2.5 | 250 | ST (Steam Turbine) | other | 1 | MSW (Municipal Solid Waste) | 50656 | 50656-GEN1 | 50656 | GEN1
1147 | 0 | 0 | 55.7 | -43.7 | 1.01 | 100 | 0 | 79.5 | 68.1 | 0 | 0 | 0 | 0 | 0 | 0 | 0 | 506.5 | 1519.5 | 0 | 0 | 0 | 0 | 0 | 0 | 2 | 500 | 0 | 2 | 31.5 | 120 | GT (Gas Turbine) | ng | 1 | NG (Natural Gas) | 7146 | 1916064 | 7146 | 1
1147 | 0 | 0 | 55.7 | -43.7 | 1.01 | 100 | 0 | 79.5 | 66.4 | 0 | 0 | 0 | 0 | 0 | 0 | 0 | 481 | 1443 | 0 | 0 | 0 | 0 | 0 | 0 | 2 | 500 | 0 | 2 | 200.1 | 3220 | GT (Gas Turbine) | dfo | 2 | DFO (Distillate Fuel Oil) | 7146 | 1916095 | 7146 | 2
1147 | 0 | 0 | 55.7 | -43.7 | 1.01 | 100 | 0 | 79.5 | 65.9 | 0 | 0 | 0 | 0 | 0 | 0 | 0 | 495 | 1485 | 0 | 0 | 0 | 0 | 0 | 0 | 2 | 500 | 0 | 2 | 200.1 | 3220 | GT (Gas Turbine) | dfo | 3 | DFO (Distillate Fuel Oil) | 7146 | 1916123 | 7146 | 3
1148 | 0 | 0 | 35 | -27.5 | 1.02 | 100 | 0 | 50 | 39.9 | 0 | 0 | 0 | 0 | 0 | 0 | 0 | 235 | 705 | 0 | 0 | 0 | 0 | 0 | 0 | 2 | 500 | 0 | 2 | 200.1 | 3220 | GT (Gas Turbine) | dfo | 1 | DFO (Distillate Fuel Oil) | 55787 | 55787-CT01 | 55787 | CT01
1148 | 0 | 0 | 35 | -27.5 | 1.02 | 100 | 0 | 50 | 39.9 | 0 | 0 | 0 | 0 | 0 | 0 | 0 | 235 | 705 | 0 | 0 | 0 | 0 | 0 | 0 | 2 | 500 | 0 | 2 | 200.1 | 3220 | GT (Gas Turbine) | dfo | 2 | DFO (Distillate Fuel Oil) | 55787 | 55787-CT02 | 55787 | CT02
1148 | 0 | 42.6301 | 9900 | -9900 | 1.02 | 100 | 1 | 200 | 0 | 0 | 0 | 0 | 0 | 0 | 0 | 0 | 0 | 0 | 0 | 0 | 0 | 0 | 0 | 0 | 2 | 0 | 0 | 2 | 0 | 0 | proxy | import | x | import |  |  |  | CSC
1162 | 0 | 0 | 32.9 | -25.9 | 1.01 | 100 | 0 | 47 | 23 | 0 | 0 | 0 | 0 | 0 | 0 | 0 | 235.5 | 706.5 | 0 | 0 | 0 | 0 | 0 | 0 | 2 | 2000 | 0 | 2 | 31.5 | 120 | GT (Gas Turbine) | ng | 1 | NG (Natural Gas) | 54149 | 54149-GEN1 | 54149 | GEN1
1164 | 0 | -17.3 | 22.1 | -17.3 | 1.01 | 100 | 1 | 0 | 0 | 0 | 0 | 0 | 0 | 0 | 0 | 0 | 0 | 0 | 0 | 0 | 0 | 0 | 0 | 0 | 2 | 0 | 0 | 2 | 0 | 0 | PV (Photovoltaic) | solar | 1 | SUN (Solar) | 57589 | 57589-9WUBN | 57589 | 9WUBN
1169 | 0 | -12.5177 | 17.4 | -13.7 | 1.01 | 100 | 1 | 0 | 0 | 0 | 0 | 0 | 0 | 0 | 0 | 0 | 0 | 0 | 0 | 0 | 0 | 0 | 0 | 0 | 2 | 0 | 0 | 2 | 0 | 0 | PV (Photovoltaic) | solar | 1 | SUN (Solar) | 60045 | 60045-GEN1 | 60045 | GEN1
1170 | 0 | 0 | 14 | -11 | 1.01 | 100 | 1 | 0 | 0 | 0 | 0 | 0 | 0 | 0 | 0 | 0 | 0 | 0 | 0 | 0 | 0 | 0 | 0 | 0 | 2 | 0 | 0 | 2 | 0 | 0 | PV (Photovoltaic) | solar | 1 | SUN (Solar) | 62017 | 62017-RIV1 | 62017 | RIV1
1172 | 0 | -2.4503 | 11.2 | -8.8 | 1.02 | 100 | 1 | 0 | 0 | 0 | 0 | 0 | 0 | 0 | 0 | 0 | 0 | 0 | 0 | 0 | 0 | 0 | 0 | 0 | 2 | 0 | 0 | 2 | 0 | 0 | PV (Photovoltaic) | solar | 1 | SUN (Solar) | 62389 | 62389-PASTO | 62389 | PASTO
1173 | 0 | 9.3703 | 12.6 | -9.9 | 1.02 | 100 | 1 | 0 | 0 | 0 | 0 | 0 | 0 | 0 | 0 | 0 | 0 | 0 | 0 | 0 | 0 | 0 | 0 | 0 | 2 | 0 | 0 | 2 | 0 | 0 | PV (Photovoltaic) | solar | 1 | SUN (Solar) | 62413 | 62413-ELLIS | 62413 | ELLIS
1181 | 2.7607 | 2 | 2 | -1.5 | 1.02 | 100 | 1 | 2.8 | 0.7 | 0 | 0 | 0 | 0 | 0 | 0 | 0 | 5000 | 15000 | 0 | 0 | 0 | 0 | 0 | 0 | 2 | 0 | 0 | 2 | 0 | 0 | HY (Hydro) | hydro | 1 | WAT (Water) | 2574 | 246176 | 2574 | 1
1181 | 2.7607 | 2 | 2 | -1.5 | 1.02 | 100 | 1 | 2.8 | 0.7 | 0 | 0 | 0 | 0 | 0 | 0 | 0 | 5000 | 15000 | 0 | 0 | 0 | 0 | 0 | 0 | 2 | 0 | 0 | 2 | 0 | 0 | HY (Hydro) | hydro | 2 | WAT (Water) | 2574 | 246207 | 2574 | 2
1181 | 2.7607 | 2 | 2 | -1.5 | 1.02 | 100 | 1 | 2.8 | 0.7 | 0 | 0 | 0 | 0 | 0 | 0 | 0 | 5000 | 15000 | 0 | 0 | 0 | 0 | 0 | 0 | 2 | 0 | 0 | 2 | 0 | 0 | HY (Hydro) | hydro | 3 | WAT (Water) | 2574 | 246235 | 2574 | 3
1181 | 3.4509 | 2.5 | 2.5 | -1.9 | 1.02 | 100 | 1 | 3.5 | 0.7 | 0 | 0 | 0 | 0 | 0 | 0 | 0 | 5000 | 15000 | 0 | 0 | 0 | 0 | 0 | 0 | 2 | 0 | 0 | 2 | 0 | 0 | HY (Hydro) | hydro | 4 | WAT (Water) | 2574 | 246266 | 2574 | 4
1194 | 6.4088 | 4.5813 | 4.6 | -3.6 | 1.02 | 100 | 1 | 6.5 | 0.8 | 0 | 0 | 0 | 0 | 0 | 0 | 0 | 5000 | 15000 | 0 | 0 | 0 | 0 | 0 | 0 | 2 | 0 | 0 | 2 | 0 | 0 | HY (Hydro) | hydro | 1 | WAT (Water) | 51034 | 51034-GEN1 | 51034 | GEN1
1194 | 6.4088 | 4.5813 | 4.6 | -3.6 | 1.02 | 100 | 1 | 6.5 | 0.8 | 0 | 0 | 0 | 0 | 0 | 0 | 0 | 5000 | 15000 | 0 | 0 | 0 | 0 | 0 | 0 | 2 | 0 | 0 | 2 | 0 | 0 | HY (Hydro) | hydro | 2 | WAT (Water) | 51034 | 51034-GEN2 | 51034 | GEN2
1213 | 9.8597 | 4.7632 | 7 | -5.5 | 1.02 | 100 | 1 | 10 | 4 | 0 | 0 | 0 | 0 | 0 | 0 | 0 | 5000 | 15000 | 0 | 0 | 0 | 0 | 0 | 0 | 2 | 0 | 0 | 2 | 0 | 0 | HY (Hydro) | hydro | 1 | WAT (Water) | 2543 | 234853 | 2543 | 1
1213 | 9.8597 | 4.7632 | 7 | -5.5 | 1.02 | 100 | 1 | 10 | 4 | 0 | 0 | 0 | 0 | 0 | 0 | 0 | 5000 | 15000 | 0 | 0 | 0 | 0 | 0 | 0 | 2 | 0 | 0 | 2 | 0 | 0 | HY (Hydro) | hydro | 2 | WAT (Water) | 2543 | 234884 | 2543 | 2
1223 | 24.6492 | -2.689 | 17.5 | -13.8 | 1.02 | 100 | 1 | 25 | 1 | 0 | 0 | 0 | 0 | 0 | 0 | 0 | 5000 | 15000 | 0 | 0 | 0 | 0 | 0 | 0 | 2 | 0 | 0 | 2 | 0 | 0 | HY (Hydro) | hydro | 1 | WAT (Water) | 2483 | 2483-H1 | 2483 | H1
1227 | 0 | 0 | 175 | -137.5 | 1.02 | 100 | 0 | 250 | 1 | 0 | 0 | 0 | 0 | 0 | 0 | 0 | 5000 | 15000 | 0 | 0 | 0 | 0 | 0 | 0 | 2 | 0 | 0 | 2 | 0 | 0 | PS (Hydro Pumped Storage) | hydro | 1 | WAT (Water) | 2691 | 288909 | 2691 | 1
1227 | 0 | 0 | 175 | -137.5 | 1.02 | 100 | 0 | 250 | 1 | 0 | 0 | 0 | 0 | 0 | 0 | 0 | 5000 | 15000 | 0 | 0 | 0 | 0 | 0 | 0 | 2 | 0 | 0 | 2 | 0 | 0 | PS (Hydro Pumped Storage) | hydro | 2 | WAT (Water) | 2691 | 288940 | 2691 | 2
1227 | 0 | 0 | 175 | -137.5 | 1.02 | 100 | 0 | 250 | 1 | 0 | 0 | 0 | 0 | 0 | 0 | 0 | 5000 | 15000 | 0 | 0 | 0 | 0 | 0 | 0 | 2 | 0 | 0 | 2 | 0 | 0 | PS (Hydro Pumped Storage) | hydro | 3 | WAT (Water) | 2691 | 288968 | 2691 | 3
1227 | 0 | 0 | 175 | -137.5 | 1.02 | 100 | 0 | 250 | 1 | 0 | 0 | 0 | 0 | 0 | 0 | 0 | 5000 | 15000 | 0 | 0 | 0 | 0 | 0 | 0 | 2 | 0 | 0 | 2 | 0 | 0 | PS (Hydro Pumped Storage) | hydro | 4 | WAT (Water) | 2691 | 288999 | 2691 | 4
1230 | 56.2003 | -11.4521 | 39.9 | -31.4 | 1.02 | 100 | 1 | 57 | 1 | 0 | 0 | 0 | 0 | 0 | 0 | 0 | 5000 | 15000 | 0 | 0 | 0 | 0 | 0 | 0 | 2 | 0 | 0 | 2 | 0 | 0 | HY (Hydro) | hydro | 1 | WAT (Water) | 2694 | 2694-17 | 2694 | 17
1230 | 56.2003 | -11.4521 | 39.9 | -31.4 | 1.02 | 100 | 1 | 57 | 1 | 0 | 0 | 0 | 0 | 0 | 0 | 0 | 5000 | 15000 | 0 | 0 | 0 | 0 | 0 | 0 | 2 | 0 | 0 | 2 | 0 | 0 | HY (Hydro) | hydro | 2 | WAT (Water) | 2694 | 2694-18 | 2694 | 18
1230 | 56.2003 | -11.4521 | 39.9 | -31.4 | 1.02 | 100 | 1 | 57 | 1 | 0 | 0 | 0 | 0 | 0 | 0 | 0 | 5000 | 15000 | 0 | 0 | 0 | 0 | 0 | 0 | 2 | 0 | 0 | 2 | 0 | 0 | HY (Hydro) | hydro | 3 | WAT (Water) | 2694 | 2694-19 | 2694 | 19
1230 | 56.2003 | -11.4521 | 39.9 | -31.4 | 1.02 | 100 | 1 | 57 | 1 | 0 | 0 | 0 | 0 | 0 | 0 | 0 | 5000 | 15000 | 0 | 0 | 0 | 0 | 0 | 0 | 2 | 0 | 0 | 2 | 0 | 0 | HY (Hydro) | hydro | 4 | WAT (Water) | 2694 | 2694-20 | 2694 | 20
1230 | 56.2003 | -11.4521 | 39.9 | -31.4 | 1.02 | 100 | 1 | 57 | 1 | 0 | 0 | 0 | 0 | 0 | 0 | 0 | 5000 | 15000 | 0 | 0 | 0 | 0 | 0 | 0 | 2 | 0 | 0 | 2 | 0 | 0 | HY (Hydro) | hydro | 5 | WAT (Water) | 2694 | 2694-21 | 2694 | 21
1230 | 56.2003 | -11.4521 | 39.9 | -31.4 | 1.02 | 100 | 1 | 57 | 1 | 0 | 0 | 0 | 0 | 0 | 0 | 0 | 5000 | 15000 | 0 | 0 | 0 | 0 | 0 | 0 | 2 | 0 | 0 | 2 | 0 | 0 | HY (Hydro) | hydro | 6 | WAT (Water) | 2694 | 2694-22 | 2694 | 22
1230 | 56.2003 | -11.4521 | 39.9 | -31.4 | 1.02 | 100 | 1 | 57 | 1 | 0 | 0 | 0 | 0 | 0 | 0 | 0 | 5000 | 15000 | 0 | 0 | 0 | 0 | 0 | 0 | 2 | 0 | 0 | 2 | 0 | 0 | HY (Hydro) | hydro | 7 | WAT (Water) | 2694 | 2694-23 | 2694 | 23
1230 | 56.2003 | -11.4521 | 39.9 | -31.4 | 1.02 | 100 | 1 | 57 | 1 | 0 | 0 | 0 | 0 | 0 | 0 | 0 | 5000 | 15000 | 0 | 0 | 0 | 0 | 0 | 0 | 2 | 0 | 0 | 2 | 0 | 0 | HY (Hydro) | hydro | 8 | WAT (Water) | 2694 | 2694-24 | 2694 | 24
1230 | 35.13 | -11.4521 | 39.9 | -31.4 | 1.02 | 100 | 1 | 57 | 1 | 0 | 0 | 0 | 0 | 0 | 0 | 0 | 5000 | 15000 | 0 | 0 | 0 | 0 | 0 | 0 | 2 | 0 | 0 | 2 | 0 | 0 | HY (Hydro) | hydro | 9 | WAT (Water) | 2694 | 2694-25 | 2694 | 25
1230 | 56.2003 | -11.4521 | 39.9 | -31.4 | 1.02 | 100 | 1 | 57 | 1 | 0 | 0 | 0 | 0 | 0 | 0 | 0 | 5000 | 15000 | 0 | 0 | 0 | 0 | 0 | 0 | 2 | 0 | 0 | 2 | 0 | 0 | HY (Hydro) | hydro | 10 | WAT (Water) | 2694 | 2694-26 | 2694 | 26
1230 | 56.2003 | -11.4521 | 39.9 | -31.4 | 1.02 | 100 | 1 | 57 | 1 | 0 | 0 | 0 | 0 | 0 | 0 | 0 | 5000 | 15000 | 0 | 0 | 0 | 0 | 0 | 0 | 2 | 0 | 0 | 2 | 0 | 0 | HY (Hydro) | hydro | 11 | WAT (Water) | 2694 | 2694-27 | 2694 | 27
1230 | 56.2003 | -11.4521 | 39.9 | -31.4 | 1.02 | 100 | 1 | 57 | 1 | 0 | 0 | 0 | 0 | 0 | 0 | 0 | 5000 | 15000 | 0 | 0 | 0 | 0 | 0 | 0 | 2 | 0 | 0 | 2 | 0 | 0 | HY (Hydro) | hydro | 12 | WAT (Water) | 2694 | 2694-28 | 2694 | 28
1230 | 56.2003 | -11.4521 | 39.9 | -31.4 | 1.02 | 100 | 1 | 57 | 1 | 0 | 0 | 0 | 0 | 0 | 0 | 0 | 5000 | 15000 | 0 | 0 | 0 | 0 | 0 | 0 | 2 | 0 | 0 | 2 | 0 | 0 | HY (Hydro) | hydro | 13 | WAT (Water) | 2694 | 2694-29 | 2694 | 29
1230 | 56.2003 | -11.4521 | 39.9 | -31.4 | 1.02 | 100 | 1 | 57 | 1 | 0 | 0 | 0 | 0 | 0 | 0 | 0 | 5000 | 15000 | 0 | 0 | 0 | 0 | 0 | 0 | 2 | 0 | 0 | 2 | 0 | 0 | HY (Hydro) | hydro | 14 | WAT (Water) | 2694 | 2694-30 | 2694 | 30
1230 | 56.2003 | -11.4521 | 39.9 | -31.4 | 1.02 | 100 | 1 | 57 | 1 | 0 | 0 | 0 | 0 | 0 | 0 | 0 | 5000 | 15000 | 0 | 0 | 0 | 0 | 0 | 0 | 2 | 0 | 0 | 2 | 0 | 0 | HY (Hydro) | hydro | 15 | WAT (Water) | 2694 | 2694-31 | 2694 | 31
1230 | 56.2003 | -11.4521 | 39.9 | -31.4 | 1.02 | 100 | 1 | 57 | 1 | 0 | 0 | 0 | 0 | 0 | 0 | 0 | 5000 | 15000 | 0 | 0 | 0 | 0 | 0 | 0 | 2 | 0 | 0 | 2 | 0 | 0 | HY (Hydro) | hydro | 16 | WAT (Water) | 2694 | 2694-32 | 2694 | 32
1231 | 0 | 35.9164 | 9900 | -9900 | 1.03 | 100 | 1 | 1500 | 0 | 0 | 0 | 0 | 0 | 0 | 0 | 0 | 0 | 0 | 0 | 0 | 0 | 0 | 0 | 0 | 2 | 0 | 0 | 2 | 0 | 0 | proxy | import | x | import
1236 | 0 | 0 | 631.3 | -496 | 1.02 | 100 | 0 | 901.8 | 150 | 0 | 0 | 0 | 0 | 0 | 0 | 0 | 155.2 | 465.6 | 0 | 0 | 0 | 0 | 0 | 0 | 2 | 500 | 0 | 2 | 234.6 | 4876 | ST (Steam Turbine) | dfo | 1 | DFO (Distillate Fuel Oil) | 2594 | 2594-ST5 | 2594 | ST5
1236 | 0 | 0 | 631.3 | -496 | 1.02 | 100 | 0 | 901.8 | 150 | 0 | 0 | 0 | 0 | 0 | 0 | 0 | 166.1 | 498.3 | 0 | 0 | 0 | 0 | 0 | 0 | 2 | 500 | 0 | 2 | 234.6 | 4876 | ST (Steam Turbine) | dfo | 2 | DFO (Distillate Fuel Oil) | 2594 | 2594-ST6 | 2594 | ST6
1240 | 637.7332 | -33.4864 | 449.3 | -353 | 1.02 | 100 | 1 | 641.8 | 481 | 0 | 0 | 0 | 0 | 0 | 0 | 0 | 16.38 | 49.14 | 0 | 0 | 0 | 0 | 0 | 0 | 2 | 50000 | 20000 | 2 | 2 | 200 | ST (Steam Turbine) | nuclear | 1 | NUC (Nuclear) | 2589 | 251655 | 2589 | 1
1240 | 1251.3203 | -33.4864 | 881.5 | -692.6 | 1.02 | 100 | 1 | 1259.3 | 944 | 0 | 0 | 0 | 0 | 0 | 0 | 0 | 33.8416 | 101.5248 | 0 | 0 | 0 | 0 | 0 | 0 | 2 | 50000 | 20000 | 2 | 2 | 200 | ST (Steam Turbine) | nuclear | 2 | NUC (Nuclear) | 2589 | 251686 | 2589 | 2
1249 | 0 | 0 | 458.6 | -360.3 | 1.02 | 100 | 0 | 655.1 | 150 | 0 | 0 | 0 | 0 | 0 | 0 | 0 | 17.5864 | 52.7592 | 0 | 0 | 0 | 0 | 0 | 0 | 2 | 5000 | 1000 | 2 | 35.8466 | 2044.9576 | ST (Steam Turbine) | coal | 1 | BIT (Bituminous Coal) | 6082 | 1527447 | 6082 | 1
1250 | 7 | -28.6122 | 61.3 | -48.1 | 1.02 | 100 | 1 | 87.5 | 0 | 0 | 0 | 0 | 0 | 0 | 0 | 0 | 0 | 0 | 0 | 0 | 0 | 0 | 0 | 0 | 2 | 0 | 0 | 2 | 0 | 0 | WT (Wind Turbine) | wind | 1 | WND (Wind) | 56634 | 56634-1 | 56634 | 1
1263 | 0.046623 | -643.6696 | 9900 | -9900 | 1 | 100 | 1 | 10 | -10 | 0 | 0 | 0 | 0 | 0 | 0 | 0 | 0 | 0 | 0 | 0 | 0 | 0 | 0 | 0 | 2 | 0 | 0 | 2 | 0 | 0 | reference | reference | RF | reference |  |  |  | 0
1273 | 0 | 0 | 0.6 | -0.4 | 1.02 | 100 | 0 | 0.8 | 0.6 | 0 | 0 | 0 | 0 | 0 | 0 | 0 | 0 | 0 | 0 | 0 | 0 | 0 | 0 | 0 | 2 | 0 | 0 | 2 | 0 | 0 | IC (Internal Combustion) | other | 1 | LFG (Landfill Gas) | 54782 | 54782-GE10 | 54782 | GE10
1273 | 0 | 0 | 0.6 | -0.4 | 1.02 | 100 | 0 | 0.8 | 0.6 | 0 | 0 | 0 | 0 | 0 | 0 | 0 | 0 | 0 | 0 | 0 | 0 | 0 | 0 | 0 | 2 | 0 | 0 | 2 | 0 | 0 | IC (Internal Combustion) | other | 2 | LFG (Landfill Gas) | 54782 | 54782-GE11 | 54782 | GE11
1273 | 0 | 0 | 0.6 | -0.4 | 1.02 | 100 | 0 | 0.8 | 0.6 | 0 | 0 | 0 | 0 | 0 | 0 | 0 | 0 | 0 | 0 | 0 | 0 | 0 | 0 | 0 | 2 | 0 | 0 | 2 | 0 | 0 | IC (Internal Combustion) | other | 3 | LFG (Landfill Gas) | 54782 | 54782-GE12 | 54782 | GE12
1273 | 0 | 0 | 0.6 | -0.4 | 1.02 | 100 | 0 | 0.8 | 0.6 | 0 | 0 | 0 | 0 | 0 | 0 | 0 | 0 | 0 | 0 | 0 | 0 | 0 | 0 | 0 | 2 | 0 | 0 | 2 | 0 | 0 | IC (Internal Combustion) | other | 4 | LFG (Landfill Gas) | 54782 | 54782-GE13 | 54782 | GE13
1273 | 0 | 0 | 0.6 | -0.4 | 1.02 | 100 | 0 | 0.8 | 0.6 | 0 | 0 | 0 | 0 | 0 | 0 | 0 | 0 | 0 | 0 | 0 | 0 | 0 | 0 | 0 | 2 | 0 | 0 | 2 | 0 | 0 | IC (Internal Combustion) | other | 5 | LFG (Landfill Gas) | 54782 | 54782-GE14 | 54782 | GE14
1273 | 0 | 0 | 0.6 | -0.4 | 1.02 | 100 | 0 | 0.8 | 0.6 | 0 | 0 | 0 | 0 | 0 | 0 | 0 | 0 | 0 | 0 | 0 | 0 | 0 | 0 | 0 | 2 | 0 | 0 | 2 | 0 | 0 | IC (Internal Combustion) | other | 6 | LFG (Landfill Gas) | 54782 | 54782-GEN1 | 54782 | GEN1
1273 | 0 | 0 | 0.6 | -0.4 | 1.02 | 100 | 0 | 0.8 | 0.6 | 0 | 0 | 0 | 0 | 0 | 0 | 0 | 0 | 0 | 0 | 0 | 0 | 0 | 0 | 0 | 2 | 0 | 0 | 2 | 0 | 0 | IC (Internal Combustion) | other | 7 | LFG (Landfill Gas) | 54782 | 54782-GEN2 | 54782 | GEN2
1273 | 0 | 0 | 0.6 | -0.4 | 1.02 | 100 | 0 | 0.8 | 0.6 | 0 | 0 | 0 | 0 | 0 | 0 | 0 | 0 | 0 | 0 | 0 | 0 | 0 | 0 | 0 | 2 | 0 | 0 | 2 | 0 | 0 | IC (Internal Combustion) | other | 8 | LFG (Landfill Gas) | 54782 | 54782-GEN3 | 54782 | GEN3
1273 | 0 | 0 | 0.6 | -0.4 | 1.02 | 100 | 0 | 0.8 | 0.6 | 0 | 0 | 0 | 0 | 0 | 0 | 0 | 0 | 0 | 0 | 0 | 0 | 0 | 0 | 0 | 2 | 0 | 0 | 2 | 0 | 0 | IC (Internal Combustion) | other | 9 | LFG (Landfill Gas) | 54782 | 54782-GEN4 | 54782 | GEN4
1273 | 0 | 0 | 0.6 | -0.4 | 1.02 | 100 | 0 | 0.8 | 0.6 | 0 | 0 | 0 | 0 | 0 | 0 | 0 | 0 | 0 | 0 | 0 | 0 | 0 | 0 | 0 | 2 | 0 | 0 | 2 | 0 | 0 | IC (Internal Combustion) | other | 10 | LFG (Landfill Gas) | 54782 | 54782-GEN5 | 54782 | GEN5
1273 | 0 | 0 | 0.6 | -0.4 | 1.02 | 100 | 0 | 0.8 | 0.6 | 0 | 0 | 0 | 0 | 0 | 0 | 0 | 0 | 0 | 0 | 0 | 0 | 0 | 0 | 0 | 2 | 0 | 0 | 2 | 0 | 0 | IC (Internal Combustion) | other | 11 | LFG (Landfill Gas) | 54782 | 54782-GEN6 | 54782 | GEN6
1273 | 0 | 0 | 0.6 | -0.4 | 1.02 | 100 | 0 | 0.8 | 0.6 | 0 | 0 | 0 | 0 | 0 | 0 | 0 | 0 | 0 | 0 | 0 | 0 | 0 | 0 | 0 | 2 | 0 | 0 | 2 | 0 | 0 | IC (Internal Combustion) | other | 12 | LFG (Landfill Gas) | 54782 | 54782-GEN7 | 54782 | GEN7
1273 | 0 | 0 | 0.6 | -0.4 | 1.02 | 100 | 0 | 0.8 | 0.6 | 0 | 0 | 0 | 0 | 0 | 0 | 0 | 0 | 0 | 0 | 0 | 0 | 0 | 0 | 0 | 2 | 0 | 0 | 2 | 0 | 0 | IC (Internal Combustion) | other | 13 | LFG (Landfill Gas) | 54782 | 54782-GEN8 | 54782 | GEN8
1273 | 0 | 0 | 0.6 | -0.4 | 1.02 | 100 | 0 | 0.8 | 0.6 | 0 | 0 | 0 | 0 | 0 | 0 | 0 | 0 | 0 | 0 | 0 | 0 | 0 | 0 | 0 | 2 | 0 | 0 | 2 | 0 | 0 | IC (Internal Combustion) | other | 14 | LFG (Landfill Gas) | 54782 | 54782-GEN9 | 54782 | GEN9
1273 | 0 | 0 | 1.1 | -0.9 | 1.02 | 100 | 0 | 1.6 | 0.8 | 0 | 0 | 0 | 0 | 0 | 0 | 0 | 0 | 0 | 0 | 0 | 0 | 0 | 0 | 0 | 2 | 0 | 0 | 2 | 0 | 0 | IC (Internal Combustion) | other | 15 | LFG (Landfill Gas) | 54782 | 54782-GE15 | 54782 | GE15
1273 | 0 | 0 | 1.1 | -0.9 | 1.02 | 100 | 0 | 1.6 | 0.8 | 0 | 0 | 0 | 0 | 0 | 0 | 0 | 0 | 0 | 0 | 0 | 0 | 0 | 0 | 0 | 2 | 0 | 0 | 2 | 0 | 0 | IC (Internal Combustion) | other | 16 | LFG (Landfill Gas) | 54782 | 54782-GE16 | 54782 | GE16
1273 | 0 | 0 | 1.1 | -0.9 | 1.02 | 100 | 0 | 1.6 | 0.8 | 0 | 0 | 0 | 0 | 0 | 0 | 0 | 0 | 0 | 0 | 0 | 0 | 0 | 0 | 0 | 2 | 0 | 0 | 2 | 0 | 0 | IC (Internal Combustion) | other | 17 | LFG (Landfill Gas) | 54782 | 54782-GE17 | 54782 | GE17
1273 | 0 | 0 | 1.1 | -0.9 | 1.02 | 100 | 0 | 1.6 | 0.8 | 0 | 0 | 0 | 0 | 0 | 0 | 0 | 0 | 0 | 0 | 0 | 0 | 0 | 0 | 0 | 2 | 0 | 0 | 2 | 0 | 0 | IC (Internal Combustion) | other | 18 | LFG (Landfill Gas) | 54782 | 54782-GE18 | 54782 | GE18
1287 | 6.287 | 3.3352 | 55.9 | -43.9 | 1.02 | 100 | 1 | 79.9 | 0 | 0 | 0 | 0 | 0 | 0 | 0 | 0 | 0 | 0 | 0 | 0 | 0 | 0 | 0 | 0 | 2 | 0 | 0 | 2 | 0 | 0 | WT (Wind Turbine) | wind | 1 | WND (Wind) | 58979 | 58979-CPHGN | 58979 | CPHGN
138 | 8 | -4.0269 | 66.1 | -51.9 | 1.02 | 100 | 1 | 94.4 | 0 | 0 | 0 | 0 | 0 | 0 | 0 | 0 | 0 | 0 | 0 | 0 | 0 | 0 | 0 | 0 | 2 | 0 | 0 | 2 | 0 | 0 | WT (Wind Turbine) | wind | 1 | WND (Wind) | 58088 | 58088-1 | 58088 | 1
1296 | 12.5739 | -10.414 | 78.4 | -61.6 | 1.02 | 100 | 1 | 112 | 0 | 0 | 0 | 0 | 0 | 0 | 0 | 0 | 0 | 0 | 0 | 0 | 0 | 0 | 0 | 0 | 2 | 0 | 0 | 2 | 0 | 0 | WT (Wind Turbine) | wind | 2 | WND (Wind) | 56953 | 56953-1 | 56953 | 1
1313 | 0 | 46.1959 | 9900 | -9900 | 1.02 | 100 | 1 | 200 | 0 | 0 | 0 | 0 | 0 | 0 | 0 | 0 | 0 | 0 | 0 | 0 | 0 | 0 | 0 | 0 | 2 | 0 | 0 | 2 | 0 | 0 | proxy | import | x | import
1320 | 0 | 2.3e-05 | 20 | -20 | 1.0269 | 100 | 1 | 200 | 0 | 0 | 0 | 0 | 0 | 0 | 0 | 0 | 0 | 0 | 0 | 0 | 0 | 0 | 0 | 0 | 2 | 0 | 0 | 2 | 0 | 0 | proxy | import | X | import |  |  |  | PJM Erie
1321 | 0 | 0 | 67.2 | -52.8 | 1.02 | 100 | 0 | 96 | 35 | 0 | 0 | 0 | 0 | 0 | 0 | 0 | 1.95 | 5.85 | 0 | 0 | 0 | 0 | 0 | 0 | 2 | 5000 | 1000 | 2 | 40 | 2400 | ST (Steam Turbine) | coal | 1 | SUB (Subbituminous Coal) | 2554 | 238871 | 2554 | 1
1321 | 0 | 0 | 67.2 | -52.8 | 1.02 | 100 | 0 | 96 | 35 | 0 | 0 | 0 | 0 | 0 | 0 | 0 | 1.95 | 5.85 | 0 | 0 | 0 | 0 | 0 | 0 | 2 | 5000 | 1000 | 2 | 40 | 2400 | ST (Steam Turbine) | coal | 2 | SUB (Subbituminous Coal) | 2554 | 238902 | 2554 | 2
1321 | 0 | 0 | 152.3 | -119.7 | 1.02 | 100 | 0 | 217.6 | 85 | 0 | 0 | 0 | 0 | 0 | 0 | 0 | 4.81 | 14.43 | 0 | 0 | 0 | 0 | 0 | 0 | 2 | 5000 | 1000 | 2 | 40 | 2400 | ST (Steam Turbine) | coal | 3 | SUB (Subbituminous Coal) | 2554 | 238930 | 2554 | 3
1321 | 0 | 0 | 152.3 | -119.7 | 1.02 | 100 | 0 | 217.6 | 85 | 0 | 0 | 0 | 0 | 0 | 0 | 0 | 4.81 | 14.43 | 0 | 0 | 0 | 0 | 0 | 0 | 2 | 5000 | 1000 | 2 | 0 | 0 | ST (Steam Turbine) | coal | 4 | SUB (Subbituminous Coal) | 2554 | 2554-ST4 | 2554 | ST4
1324 | 9 | -3.7657 | 55.9 | -43.9 | 1.02 | 100 | 1 | 79.8 | 7.1 | 0 | 0 | 0 | 0 | 0 | 0 | 0 | 0 | 0 | 0 | 0 | 0 | 0 | 0 | 0 | 2 | 0 | 0 | 2 | 0 | 0 | WT (Wind Turbine) | wind | 1 | WND (Wind) | 61673 | 61673-WT | 61673 | WT
1330 | 0 | 0 | 67.95 | -63.42 | 1.02 | 100 | 0 | 90.6 | 63 | 0 | 0 | 0 | 0 | 0 | 0 | 0 | 750 | 2250 | 0 | 0 | 0 | 0 | 0 | 0 | 2 | 878 | 0 | 2 | 23.5283 | 358.9381 | CC (Combined Cycle Generic) | ng | C1 | NG (Natural Gas) | 54076 | 54076_G721 | 54076 | Indeck Olean Energy Center
1413 | 0 | 8.6e-05 | 20 | -20 | 1.0315 | 100 | 1 | 200 | 0 | 0 | 0 | 0 | 0 | 0 | 0 | 0 | 0 | 0 | 0 | 0 | 0 | 0 | 0 | 0 | 2 | 0 | 0 | 2 | 0 | 0 | proxy | import | X | import |  |  |  | PJM Homer City & Pierce Brook
1427 | 100 | -12.4891 | 105.2 | -82.7 | 1.02 | 100 | 1 | 150.3 | 1 | 0 | 0 | 0 | 0 | 0 | 0 | 0 | 5000 | 15000 | 0 | 0 | 0 | 0 | 0 | 0 | 2 | 0 | 0 | 2 | 0 | 0 | HY (Hydro) | hydro | 1 | WAT (Water) | 2693 | 289852 | 2693 | 8
1427 | 100 | -12.4891 | 105.2 | -82.7 | 1.02 | 100 | 1 | 150.3 | 1 | 0 | 0 | 0 | 0 | 0 | 0 | 0 | 5000 | 15000 | 0 | 0 | 0 | 0 | 0 | 0 | 2 | 0 | 0 | 2 | 0 | 0 | HY (Hydro) | hydro | 2 | WAT (Water) | 2693 | 289883 | 2693 | 9
1427 | 160 | -12.4891 | 135.5 | -106.4 | 1.02 | 100 | 1 | 193.5 | 1 | 0 | 0 | 0 | 0 | 0 | 0 | 0 | 5000 | 15000 | 0 | 0 | 0 | 0 | 0 | 0 | 2 | 0 | 0 | 2 | 0 | 0 | HY (Hydro) | hydro | 3 | WAT (Water) | 2693 | 289640 | 2693 | 1
1427 | 160 | -12.4891 | 135.5 | -106.4 | 1.02 | 100 | 1 | 193.5 | 1 | 0 | 0 | 0 | 0 | 0 | 0 | 0 | 5000 | 15000 | 0 | 0 | 0 | 0 | 0 | 0 | 2 | 0 | 0 | 2 | 0 | 0 | HY (Hydro) | hydro | 4 | WAT (Water) | 2693 | 289671 | 2693 | 2
1427 | 160 | -12.4891 | 135.5 | -106.4 | 1.02 | 100 | 1 | 193.5 | 1 | 0 | 0 | 0 | 0 | 0 | 0 | 0 | 5000 | 15000 | 0 | 0 | 0 | 0 | 0 | 0 | 2 | 0 | 0 | 2 | 0 | 0 | HY (Hydro) | hydro | 5 | WAT (Water) | 2693 | 289699 | 2693 | 3
1427 | 160 | -12.4891 | 135.5 | -106.4 | 1.02 | 100 | 1 | 193.5 | 1 | 0 | 0 | 0 | 0 | 0 | 0 | 0 | 5000 | 15000 | 0 | 0 | 0 | 0 | 0 | 0 | 2 | 0 | 0 | 2 | 0 | 0 | HY (Hydro) | hydro | 6 | WAT (Water) | 2693 | 289730 | 2693 | 4
1427 | 160 | -12.4891 | 135.5 | -106.4 | 1.02 | 100 | 1 | 193.5 | 1 | 0 | 0 | 0 | 0 | 0 | 0 | 0 | 5000 | 15000 | 0 | 0 | 0 | 0 | 0 | 0 | 2 | 0 | 0 | 2 | 0 | 0 | HY (Hydro) | hydro | 7 | WAT (Water) | 2693 | 289760 | 2693 | 5
1427 | 160 | -12.4891 | 135.5 | -106.4 | 1.02 | 100 | 1 | 193.5 | 1 | 0 | 0 | 0 | 0 | 0 | 0 | 0 | 5000 | 15000 | 0 | 0 | 0 | 0 | 0 | 0 | 2 | 0 | 0 | 2 | 0 | 0 | HY (Hydro) | hydro | 8 | WAT (Water) | 2693 | 289791 | 2693 | 6
1427 | 160 | -12.4891 | 135.5 | -106.4 | 1.02 | 100 | 1 | 193.5 | 1 | 0 | 0 | 0 | 0 | 0 | 0 | 0 | 5000 | 15000 | 0 | 0 | 0 | 0 | 0 | 0 | 2 | 0 | 0 | 2 | 0 | 0 | HY (Hydro) | hydro | 9 | WAT (Water) | 2693 | 289821 | 2693 | 7
1427 | 160 | -12.4891 | 135.5 | -106.4 | 1.02 | 100 | 1 | 193.5 | 1 | 0 | 0 | 0 | 0 | 0 | 0 | 0 | 5000 | 15000 | 0 | 0 | 0 | 0 | 0 | 0 | 2 | 0 | 0 | 2 | 0 | 0 | HY (Hydro) | hydro | 10 | WAT (Water) | 2693 | 289913 | 2693 | 10
1427 | 160 | -12.4891 | 135.5 | -106.4 | 1.02 | 100 | 1 | 193.5 | 1 | 0 | 0 | 0 | 0 | 0 | 0 | 0 | 5000 | 15000 | 0 | 0 | 0 | 0 | 0 | 0 | 2 | 0 | 0 | 2 | 0 | 0 | HY (Hydro) | hydro | 11 | WAT (Water) | 2693 | 289944 | 2693 | 11
1427 | 160 | -12.4891 | 135.5 | -106.4 | 1.02 | 100 | 1 | 193.5 | 1 | 0 | 0 | 0 | 0 | 0 | 0 | 0 | 5000 | 15000 | 0 | 0 | 0 | 0 | 0 | 0 | 2 | 0 | 0 | 2 | 0 | 0 | HY (Hydro) | hydro | 12 | WAT (Water) | 2693 | 289974 | 2693 | 12
1427 | 160 | -12.4891 | 135.5 | -106.4 | 1.02 | 100 | 1 | 193.5 | 1 | 0 | 0 | 0 | 0 | 0 | 0 | 0 | 5000 | 15000 | 0 | 0 | 0 | 0 | 0 | 0 | 2 | 0 | 0 | 2 | 0 | 0 | HY (Hydro) | hydro | 13 | WAT (Water) | 2693 | 2693-13 | 2693 | 13
1428 | 12.3263 | -2.7043 | 14 | -11 | 1.02 | 100 | 1 | 20 | 1 | 0 | 0 | 0 | 0 | 0 | 0 | 0 | 5000 | 15000 | 0 | 0 | 0 | 0 | 0 | 0 | 2 | 0 | 0 | 2 | 0 | 0 | PS (Hydro Pumped Storage) | hydro | 1 | WAT (Water) | 2692 | 289274 | 2692 | 1
1428 | 12.3263 | -2.7043 | 14 | -11 | 1.02 | 100 | 1 | 20 | 1 | 0 | 0 | 0 | 0 | 0 | 0 | 0 | 5000 | 15000 | 0 | 0 | 0 | 0 | 0 | 0 | 2 | 0 | 0 | 2 | 0 | 0 | PS (Hydro Pumped Storage) | hydro | 2 | WAT (Water) | 2692 | 289305 | 2692 | 2
1428 | 12.3263 | -2.7043 | 14 | -11 | 1.02 | 100 | 1 | 20 | 1 | 0 | 0 | 0 | 0 | 0 | 0 | 0 | 5000 | 15000 | 0 | 0 | 0 | 0 | 0 | 0 | 2 | 0 | 0 | 2 | 0 | 0 | PS (Hydro Pumped Storage) | hydro | 3 | WAT (Water) | 2692 | 289334 | 2692 | 3
1428 | 12.3263 | -2.7043 | 14 | -11 | 1.02 | 100 | 1 | 20 | 1 | 0 | 0 | 0 | 0 | 0 | 0 | 0 | 5000 | 15000 | 0 | 0 | 0 | 0 | 0 | 0 | 2 | 0 | 0 | 2 | 0 | 0 | PS (Hydro Pumped Storage) | hydro | 4 | WAT (Water) | 2692 | 289365 | 2692 | 4
1428 | 12.3263 | -2.7043 | 14 | -11 | 1.02 | 100 | 1 | 20 | 1 | 0 | 0 | 0 | 0 | 0 | 0 | 0 | 5000 | 15000 | 0 | 0 | 0 | 0 | 0 | 0 | 2 | 0 | 0 | 2 | 0 | 0 | PS (Hydro Pumped Storage) | hydro | 5 | WAT (Water) | 2692 | 289395 | 2692 | 5
1428 | 12.3263 | -2.7043 | 14 | -11 | 1.02 | 100 | 1 | 20 | 1 | 0 | 0 | 0 | 0 | 0 | 0 | 0 | 5000 | 15000 | 0 | 0 | 0 | 0 | 0 | 0 | 2 | 0 | 0 | 2 | 0 | 0 | PS (Hydro Pumped Storage) | hydro | 6 | WAT (Water) | 2692 | 289426 | 2692 | 6
1428 | 12.3263 | -2.7043 | 14 | -11 | 1.02 | 100 | 1 | 20 | 1 | 0 | 0 | 0 | 0 | 0 | 0 | 0 | 5000 | 15000 | 0 | 0 | 0 | 0 | 0 | 0 | 2 | 0 | 0 | 2 | 0 | 0 | PS (Hydro Pumped Storage) | hydro | 7 | WAT (Water) | 2692 | 289456 | 2692 | 7
1428 | 12.3263 | -2.7043 | 14 | -11 | 1.02 | 100 | 1 | 20 | 1 | 0 | 0 | 0 | 0 | 0 | 0 | 0 | 5000 | 15000 | 0 | 0 | 0 | 0 | 0 | 0 | 2 | 0 | 0 | 2 | 0 | 0 | PS (Hydro Pumped Storage) | hydro | 8 | WAT (Water) | 2692 | 289487 | 2692 | 8
1428 | 12.3263 | -2.7043 | 14 | -11 | 1.02 | 100 | 1 | 20 | 1 | 0 | 0 | 0 | 0 | 0 | 0 | 0 | 5000 | 15000 | 0 | 0 | 0 | 0 | 0 | 0 | 2 | 0 | 0 | 2 | 0 | 0 | PS (Hydro Pumped Storage) | hydro | 9 | WAT (Water) | 2692 | 289518 | 2692 | 9
1428 | 12.3263 | -2.7043 | 14 | -11 | 1.02 | 100 | 1 | 20 | 1 | 0 | 0 | 0 | 0 | 0 | 0 | 0 | 5000 | 15000 | 0 | 0 | 0 | 0 | 0 | 0 | 2 | 0 | 0 | 2 | 0 | 0 | PS (Hydro Pumped Storage) | hydro | 10 | WAT (Water) | 2692 | 289548 | 2692 | 10
1428 | 12.3263 | -2.7043 | 14 | -11 | 1.02 | 100 | 1 | 20 | 1 | 0 | 0 | 0 | 0 | 0 | 0 | 0 | 5000 | 15000 | 0 | 0 | 0 | 0 | 0 | 0 | 2 | 0 | 0 | 2 | 0 | 0 | PS (Hydro Pumped Storage) | hydro | 11 | WAT (Water) | 2692 | 289579 | 2692 | 11
1428 | 12.3263 | -2.7043 | 14 | -11 | 1.02 | 100 | 1 | 20 | 1 | 0 | 0 | 0 | 0 | 0 | 0 | 0 | 5000 | 15000 | 0 | 0 | 0 | 0 | 0 | 0 | 2 | 0 | 0 | 2 | 0 | 0 | PS (Hydro Pumped Storage) | hydro | 12 | WAT (Water) | 2692 | 289609 | 2692 | 12
1445 | 6.287 | 0 | 10.5 | -8.3 | 1.02 | 100 | 1 | 15 | 0 | 0 | 0 | 0 | 0 | 0 | 0 | 0 | 0 | 0 | 0 | 0 | 0 | 0 | 0 | 0 | 2 | 0 | 0 | 2 | 0 | 0 | WT (Wind Turbine) | wind | 1 | WND (Wind) | 57078 | 57078-1 | 57078 | 1
1456 | 0 | 0 | 0.6 | -0.4 | 1.02 | 100 | 0 | 0.8 | 0.1 | 0 | 0 | 0 | 0 | 0 | 0 | 0 | 1.2 | 3.6 | 0 | 0 | 0 | 0 | 0 | 0 | 2 | 500 | 0 | 2 | 207 | 0 | IC (Internal Combustion) | dfo | 1 | DFO (Distillate Fuel Oil) | 54808 | 54808-D2 | 54808 | D2
1456 | 0 | 0 | 0.6 | -0.4 | 1.02 | 100 | 0 | 0.8 | 0.1 | 0 | 0 | 0 | 0 | 0 | 0 | 0 | 1.2 | 3.6 | 0 | 0 | 0 | 0 | 0 | 0 | 2 | 500 | 0 | 2 | 207 | 0 | IC (Internal Combustion) | dfo | 2 | DFO (Distillate Fuel Oil) | 54808 | 54808-D3 | 54808 | D3
1456 | 0 | 0 | 0.6 | -0.4 | 1.02 | 100 | 0 | 0.8 | 0.1 | 0 | 0 | 0 | 0 | 0 | 0 | 0 | 1.2 | 3.6 | 0 | 0 | 0 | 0 | 0 | 0 | 2 | 500 | 0 | 2 | 207 | 0 | IC (Internal Combustion) | dfo | 3 | DFO (Distillate Fuel Oil) | 54808 | 54808-D4 | 54808 | D4
1456 | 0 | 0 | 0.6 | -0.4 | 1.02 | 100 | 0 | 0.8 | 0.1 | 0 | 0 | 0 | 0 | 0 | 0 | 0 | 1.2 | 3.6 | 0 | 0 | 0 | 0 | 0 | 0 | 2 | 500 | 0 | 2 | 207 | 0 | IC (Internal Combustion) | dfo | 4 | DFO (Distillate Fuel Oil) | 54808 | 54808-D5 | 54808 | D5
1456 | 0 | 0 | 0.6 | -0.4 | 1.02 | 100 | 0 | 0.8 | 0.1 | 0 | 0 | 0 | 0 | 0 | 0 | 0 | 1.2 | 3.6 | 0 | 0 | 0 | 0 | 0 | 0 | 2 | 500 | 0 | 2 | 27 | 0 | IC (Internal Combustion) | ng | 5 | NG (Natural Gas) | 54808 | 54808-D6 | 54808 | D6
1456 | 0 | 0 | 0.6 | -0.4 | 1.02 | 100 | 0 | 0.8 | 0.1 | 0 | 0 | 0 | 0 | 0 | 0 | 0 | 1.2 | 3.6 | 0 | 0 | 0 | 0 | 0 | 0 | 2 | 500 | 0 | 2 | 207 | 0 | IC (Internal Combustion) | dfo | 6 | DFO (Distillate Fuel Oil) | 54808 | 54808-D7 | 54808 | D7
1456 | 0 | 0 | 0.6 | -0.4 | 1.02 | 100 | 0 | 0.8 | 0.1 | 0 | 0 | 0 | 0 | 0 | 0 | 0 | 1.2 | 3.6 | 0 | 0 | 0 | 0 | 0 | 0 | 2 | 500 | 0 | 2 | 207 | 0 | IC (Internal Combustion) | dfo | 7 | DFO (Distillate Fuel Oil) | 54808 | 54808-DI | 54808 | DI
1456 | 0 | 0 | 10.05 | -9.38 | 1.02 | 100 | 0 | 13.4 | 6.3 | 0 | 0 | 0 | 0 | 0 | 0 | 0 | 120 | 360 | 0 | 0 | 0 | 0 | 0 | 0 | 2 | 128 | 0 | 2 | 21.784 | 840 | CC (Combined Cycle Generic) | ng | C1 | NG (Natural Gas) | 54808 | 54808_CC1 | 54808 | New York University Central Plant
1457 | 0 | 0 | 10.5 | -8.3 | 1.02 | 100 | 0 | 15 | 12 | 0 | 0 | 0 | 0 | 0 | 0 | 0 | 94.5 | 283.5 | 0 | 0 | 0 | 0 | 0 | 0 | 2 | 2000 | 0 | 2 | 29.4 | 112 | GT (Gas Turbine) | ng | 1 | NG (Natural Gas) | 8906 | 2558891 | 8906 | 1
1457 | 0 | 0 | 126 | -99 | 1.02 | 100 | 0 | 180 | 60 | 0 | 0 | 0 | 0 | 0 | 0 | 0 | 68.2 | 204.6 | 0 | 0 | 0 | 0 | 0 | 0 | 2 | 2500 | 0 | 2 | 29.4 | 616 | ST (Steam Turbine) | ng | 2 | NG (Natural Gas) | 8906 | 2558922 | 8906 | 2
1457 | 373.6174 | 102.2321 | 263.2 | -206.8 | 1.02 | 100 | 1 | 376 | 75 | 0 | 0 | 0 | 0 | 0 | 0 | 0 | 149.28 | 447.84 | 0 | 0 | 0 | 0 | 0 | 0 | 2 | 2500 | 0 | 2 | 29.4 | 616 | ST (Steam Turbine) | ng | 3 | NG (Natural Gas) | 8906 | 2558950 | 8906 | 3
1457 | 387 | 102.2321 | 270.9 | -212.9 | 1.02 | 100 | 1 | 387 | 75 | 0 | 0 | 0 | 0 | 0 | 0 | 0 | 154.8 | 464.4 | 0 | 0 | 0 | 0 | 0 | 0 | 2 | 2500 | 0 | 2 | 29.4 | 616 | ST (Steam Turbine) | ng | 4 | NG (Natural Gas) | 8906 | 2558981 | 8906 | 4
1457 | 387 | 102.2321 | 270.9 | -212.9 | 1.02 | 100 | 1 | 387 | 75 | 0 | 0 | 0 | 0 | 0 | 0 | 0 | 153.68 | 461.04 | 0 | 0 | 0 | 0 | 0 | 0 | 2 | 2500 | 0 | 2 | 31.5 | 660 | ST (Steam Turbine) | ng | 5 | NG (Natural Gas) | 8906 | 8906-ST5 | 8906 | ST5
1460 | 1.9719 | 1.4 | 1.4 | -1.1 | 1.02 | 100 | 1 | 2 | 1.2 | 0 | 0 | 0 | 0 | 0 | 0 | 0 | 5000 | 15000 | 0 | 0 | 0 | 0 | 0 | 0 | 2 | 0 | 0 | 2 | 0 | 0 | HY (Hydro) | hydro | 1 | WAT (Water) | 2586 | 250559 | 2586 | 1
1460 | 1.9719 | 1.4 | 1.4 | -1.1 | 1.02 | 100 | 1 | 2 | 1.2 | 0 | 0 | 0 | 0 | 0 | 0 | 0 | 5000 | 15000 | 0 | 0 | 0 | 0 | 0 | 0 | 2 | 0 | 0 | 2 | 0 | 0 | HY (Hydro) | hydro | 2 | WAT (Water) | 2586 | 250590 | 2586 | 2
1460 | 1.9719 | 1.4 | 1.4 | -1.1 | 1.02 | 100 | 1 | 2 | 1.2 | 0 | 0 | 0 | 0 | 0 | 0 | 0 | 5000 | 15000 | 0 | 0 | 0 | 0 | 0 | 0 | 2 | 0 | 0 | 2 | 0 | 0 | HY (Hydro) | hydro | 3 | WAT (Water) | 2586 | 250618 | 2586 | 3
1460 | 1.9719 | 1.4 | 1.4 | -1.1 | 1.02 | 100 | 1 | 2 | 1.2 | 0 | 0 | 0 | 0 | 0 | 0 | 0 | 5000 | 15000 | 0 | 0 | 0 | 0 | 0 | 0 | 2 | 0 | 0 | 2 | 0 | 0 | HY (Hydro) | hydro | 4 | WAT (Water) | 2586 | 250649 | 2586 | 4
1460 | 1.9719 | 1.4 | 1.4 | -1.1 | 1.02 | 100 | 1 | 2 | 1.2 | 0 | 0 | 0 | 0 | 0 | 0 | 0 | 5000 | 15000 | 0 | 0 | 0 | 0 | 0 | 0 | 2 | 0 | 0 | 2 | 0 | 0 | HY (Hydro) | hydro | 5 | WAT (Water) | 2586 | 250679 | 2586 | 5
1528 | 0 | -92.1188 | 9900 | -9900 | 1 | 100 | 1 | 200 | 0 | 0 | 0 | 0 | 0 | 0 | 0 | 0 | 0 | 0 | 0 | 0 | 0 | 0 | 0 | 0 | 2 | 0 | 0 | 2 | 0 | 0 | proxy | import | x | import
1546 | 0 | -21.2028 | 9900 | -9900 | 1.02 | 100 | 1 | 200 | 0 | 0 | 0 | 0 | 0 | 0 | 0 | 0 | 0 | 0 | 0 | 0 | 0 | 0 | 0 | 0 | 2 | 0 | 0 | 2 | 0 | 0 | proxy | import | x | import
1558 | 0 | 0.015625 | 20 | -20 | 1.03 | 100 | 1 | 200 | 0 | 0 | 0 | 0 | 0 | 0 | 0 | 0 | 0 | 0 | 0 | 0 | 0 | 0 | 0 | 0 | 2 | 0 | 0 | 2 | 0 | 0 | proxy | import | X | import |  |  |  | PJM Homer City & E. Towanda & Mainesburg
1570 | 0 | 4.1161 | 9900 | -9900 | 1.02 | 100 | 1 | 200 | 0 | 0 | 0 | 0 | 0 | 0 | 0 | 0 | 0 | 0 | 0 | 0 | 0 | 0 | 0 | 0 | 2 | 0 | 0 | 2 | 0 | 0 | proxy | import | x | import